{"text_format":"1","workbook":"xlsx","n_sheets":7,"sheets":["Model","Comments","Database","Hourly C-Peak","Hourly Input","Debt Service","simulations"],"not_rendered":{"charts":5,"images":3,"macros":1,"external_links":1,"defined_names":589,"comments":3,"pivot_tables":0},"unopened":[],"bounds":{"document_bytes":16777216,"sheet_cells":100000,"rows_first":2000,"rows_last":500,"rows_between":2000,"halvings":0,"cell_chars":16384,"cell_head_chars":4096},"cells_cut":0,"cells_raw":0,"read":"whole","date_system":"1900"}

{"sheet":"Model","index":0,"n_rows":223,"n_cols":66,"rows_kept":223,"cut":false,"hidden":false,"merged":[[175,8,175,16],[175,19,175,27],[1,1,2,5],[133,8,133,16],[133,19,133,27],[126,8,126,16],[126,19,126,27],[19,10,21,14],[23,10,25,14]]}
[]
[null,"COMMUNITY SOLAR MODEL",null,null,null,null,null,null,"Project Information"]
[null,null,null,null,null,null,null,null,"Site:"]
[null,"System Design ",null,null,"Model:","PV + Battery","\u0080",null,"Date: "]
[null,null,"System Name Plate Size (kW, dc)",600,null,null,null,null,"Contact info: "]
[null,null,"DC/AC Ratio:",1.2,"(cannot be changed for now)",null,null,null,"Notes: "]
[null,null,"Location","NC"]
[null,null,"System Annual Degradation",5.0000000000000001E-3]
[null,null,"Panel Size, W",325,"(to calculate subscriber number)"]
[null,null,"Battery Power, kW",250]
[null,null,"Battery Capacity, kWh",500]
[null,{"$f":"IF(AND($F$4=\"PV Only\",OR($D$10<>0,$D$11<>0)),\"Make sure all Battery inputs are set to zero. \",\"\")","v":""}]
[]
[]
[null,"System Costs",null,null,null,null,null,null,"Optimization Feature (Macros must be enabled.)"]
[null,null,"Capital Cost of PV System ($/Wdc)",2]
[null,null,"Cap. Cost Machinery replacement  ($/Wdc)",0.3,{"$f":"D17*system_size*1000","v":180000}]
[null,null,"Machinery Replacement Period (yrs)",15]
[null,null,"Capital Cost of Battery ($/kWh)",600,null,null,null,null,"What's the minimum cost for utility to break-even over 25 yrs? "]
[null,null,"Cap. Cost of Battery Support System ($/Wdc)",1.5,"Inverter, labor, permitting, etc",null,null,null,null,null,"Sets project value to subscription holders to zero, and calculates capital cost of PV system that results in NPV = 0."]
[null,null,"Battery Replacement Period (yrs)",25]
[null,null,"Wholesale Avoided Energy Cost, $/kWh ",0.03]
[null,null,"Wholesale Avoided Demand Cost, $/kW",20,null,null,null,null,"What's the minimum subscription cost? "]
[null,null,"Fixed O&M, $/yr",0,null,null,null,null,null,null,"Sets project value to subscription holders to 100%, and calculates the minimum subscription cost that results in Utility NPV = 0 "]
[null,null,"Fixed Capacity O&M, $/kW-yr",10]
[null,null,{"$f":"IF(OR(AND($F$4=\"PV only\",$D$19<>0),AND($F$4=\"PV only\",$D$20<>0)),\"Make sure battery parameters are set to zero \",\"\")","v":""}]
[null,"Subscription Parameters",null,null,"Model:","Regular","\u0080"]
[]
[null,null,"% Project Value to Subscription Holders ",1,{"$f":"IF(F27=\"No Subscription\",IF(D29<>0%,\"No Subscription Model, thus value should be zero percent.\",\"\"),\"\")","v":""}]
[null,null,"Subscriptions unit subscribed (%) [disabled]",0]
[null,null,null,null,null,null,null,null,null,"Results - Quick View",null,null,"Detailed Results below"]
[null,null,"RECS ($/MWh)",5,null,null,null,null,null,null,"Utility","End-Customer","Subsidized Customer","Tax Flip Investor","PPA Developer"]
[null,null,"Up-front Subsidy, $",0,null,null,null,null,null,"NPV @ 25yrs",{"$f":"T81","v":-4739.2768049596343},{"$f":"AB81","v":580.29570382192105},{"$f":"AH81","v":2080.2957038219211},{"$f":"AU81","v":1168127},{"$f":"BA81","v":0}]
[null,null,"Annual subscription cost decreasing rate:",0,null,null,null,null,null,"IRR",{"$f":"T79","v":-3.0010114514678055E-4},{"$f":"AB79","v":"-"},{"$f":"AH79","v":"-"},{"$f":"AU79","v":{"$error":"#NUM!"}},{"$f":"BA79","v":"-"}]
[null,null,"Initial Subscription Payment ",0,null,"Subscribers",null,null,null,"Payback, yrs",{"$f":"_xlfn.IFNA(T77,\"-\")","v":19},{"$f":"_xlfn.IFNA(AB77,\"-\")","v":0},{"$f":"_xlfn.IFNA(AH77,\"-\")","v":1},{"$f":"AU77","v":1},{"$f":"BA77","v":{"$error":"#N/A"}}]
[null,null,"Rate Class 1, $/mo, %subscribed",5,1,{"$f":"Model!F38*E36","v":1846.1538461538462},null,null,null,"Capital Cost, $",{"$f":"-M83","v":1875000},null,null,{"$f":"-AQ83","v":0},{"$f":"-AY83","v":0}]
[null,null,"Rate Class 2  (LMI) , $/mo, % subscribed",0,0,{"$f":"E37*Model!F38","v":0},null,null,null,"Subscription Cost, $",null,{"$f":"IF(D36=0,\"-\",D36)","v":5},{"$f":"D37","v":0}]
[null,null,{"$f":"IF(AND($F$27=\"Regular\",$D$37<>0),\"Make Sure Rate Class 2 (LMI) is set to zero. \",\"\")","v":""},null,null,{"$f":"system_size/module_capacity*1000","v":1846.1538461538462}]
[null,"Financial Parameters",null,null,"Model:","Self-Owned","\u0080"]
[null,null,null,"Calculated Capital Cost: ",{"$f":"system_size*D16*1000+battery_power*D20*1000+battery_capacity*D19","v":1875000},null,null,null,"Navigation"]
[null,null,"Discount rate",0]
[null,null,"Inflation rate",0.02,null,null,null,null,{"$f":"B81","v":"Energy Output"},{"$f":"H81","v":"Utility POV: PV SUBSCRIPTION Model"}]
[null,{"$f":"IF(AND($F$39=\"Self-Owned\",OR($D$44<>0,$D$45<>0)),\"Self-Owned option selected. Make Sure all percentages are set to zero. \",\"\")","v":""},null,null,null,null,null,null,{"$f":"H125","v":"Results"},{"$f":"U81","v":"Subscriber POV: PV SUBSCRIPTION Model"}]
[null,null,"% Project Cost by Tax Equity Investor",0,null,null,null,null,null,{"$f":"AC81","v":"LMI Subscriber POV: PV SUBSCRIPTION Model"}]
[null,null,"% Returns to Equity Investor before flip ",0,null,null,null,null,null,{"$f":"AI81","v":"POV: Tax Flip Investor "}]
[null,null,"Flip-Target Year",6]
[null,null,"% of Tax Benefits",1]
[null,null,"State Tax Deductible on Federal   Taxes","y"]
[null,"Post-Flip Economic Returns Allocated to Equity Investor",null,0]
[null,"Year Commission",null,2017]
[null,"Tax Credit ",null,{"$f":"MAX((IF(D50=2017,Database!B30,0)),((IF(D50=2018,Database!B31,0))),(IF(D50=2019,Database!B32,0)),(IF(D50=2020,Database!B33,0)),(IF(D50=2021,Database!B34,0)),(IF(D50=2022,Database!B35,0)))","v":0.3}]
[null,"Depreciation Basis",null,null,{"$f":"1-D51/2","v":0.85}]
[null,null,"MACRS or Straight Line ","M","*Straight-line disabled."]
[null,null,"If Straight Line-Life Span",10,{"$f":"IF(AND(D54>D46,D53=\"S\"),\"Warning!: Investor transfers ownership at year \"&D46,\"\")","v":""}]
[null,null,"State Tax",0.08]
[null,null,"Federal Tax ",0.3]
[null,"PPA - Options [under development]"]
[null,null,"PPA Investor covers all costs","N"]
[]
[]
[null,null,"On-Peak Energy ($/kWh)",null,null,"of Time"]
[null,null,"Off-Peak Energy ($/kWh)",null,null,"of Time"]
[null,null,"On-Peak Demand ($/kW)"]
[null,null,"Off-Peak Demand ($/kW) "]
[null,null,null,null,null,null,null,null,null,null,null,null,null,null,null,null,null,null,null,null,null,null,null,null,null,null,null,"To enable this section, select the appropriate model"]
[null,null,null,null,null,null,null,null,null,null,null,null,null,null,null,null,null,null,null,null,null,null,null,null,null,null,null,null,null,null,null,null,null,null,null,null,null,null,null,null,null,null,null,null,null,null,null,null,null,null,null,null,null,null,null,null,null,null,null,null,null,null,null,null,null,"Perfect Discharge at C-Peak Time"]
[null,null,null,null,null,null,null,null,null,null,null,null,null,null,null,null,null,null,null,null,null,null,null,null,null,null,null,"Subscription subsidy: ",null,{"$f":"1-Model!D37/Model!D36","v":1}]
[]
[]
[]
[]
[]
[]
[null,null,null,null,null,null,null,null,null,null,null,null,null,null,null,null,null,null,null,"Utility",null,null,null,null,null,null,null,"Customer ",null,null,null,null,null,"Customer ",null,null,null,null,null,null,null,null,null,null,null,null,"Investor",null,null,null,null,null,"Customer "]
[null,null,null,null,null,null,null,null,null,null,null,null,null,null,null,null,null,null,null,{"$f":"\"Discounted \"&D41*100&\"%\"","v":"Discounted 0%"},null,null,null,null,null,null,null,{"$f":"\"Discounted \"&D41*100&\"%\"","v":"Discounted 0%"},null,null,null,null,null,"Undiscounted ",null,null,null,null,null,null,null,null,null,null,null,null,{"$f":"\"Discounted \"&AC41*100&\"%\"","v":"Discounted 0%"},null,null,null,null,null,"Undiscounted "]
[null,null,null,null,null,null,null,null,null,null,null,null,null,null,null,null,null,null,null,"Simple Payback, yrs",null,null,null,null,null,null,null,"Simple Payback, yrs",null,null,null,null,null,"Simple Payback, yrs",null,null,null,null,null,null,null,null,null,null,null,null,"Simple Payback, yrs",null,null,null,null,null,"Simple Payback, yrs"]
[null,null,null,null,null,null,null,null,null,null,null,null,null,null,null,null,null,null,null,{"$f":"INDEX(H83:H108,MATCH(TRUE,R83:R108>0,0))","v":19},null,null,{"$f":"SUM(W83:W108)/12/25","v":5},{"$f":"SUM(X83:X108)/12/25","v":6.9343190127397376},null,null,null,{"$f":"IF(D35=0,0,INDEX(U83:U108,MATCH(TRUE,Z83:Z108>0,0)))","v":0},null,null,null,null,null,{"$f":"INDEX(U83:U108,MATCH(TRUE,AH83:AH108>0,0))","v":1},null,null,null,null,null,null,null,null,null,null,null,null,{"$f":"INDEX(AI83:AI108,MATCH(TRUE,AS83:AS108>0,0))","v":1},null,null,null,null,null,{"$f":"INDEX(AN83:AN108,MATCH(TRUE,BA83:BA108>0,0))","v":{"$error":"#N/A"}}]
[null,null,null,null,null,null,null,null,null,null,null,null,null,null,null,null,null,null,null,"IRR",null,null,null,null,null,null,null,"IRR",null,null,null,null,null,"IRR",null,null,null,null,null,null,null,null,null,null,null,null,"IRR",null,null,null,null,null,"IRR"]
[null,null,null,null,null,null,null,null,null,null,null,null,null,null,null,null,null,null,null,{"$f":"IRR(Q83:Q108)","v":-3.0010114514678055E-4},null,null,null,null,null,null,null,{"$f":"IF(AB83=0,\"-\",IRR(Y83:Y109,0))","v":"-"},null,null,null,null,null,{"$f":"IF(AH83=0,\"-\",IRR(AG83:AG109,0))","v":"-"},null,null,null,null,null,null,null,null,null,null,null,null,{"$f":"IRR(AR83:AR108)","v":{"$error":"#NUM!"}},null,null,null,null,null,{"$f":"IF(BA83=0,\"-\",IRR(AZ83:AZ109,0))","v":"-"}]
[null,null,null,null,null,null,null,null,null,null,null,null,null,null,{"$f":"IF(AND(O84<>0,F39<>\"PPA (third-party owned)\"),\"CHECK VALUES BELOW\",)","v":0},null,null,null,null,"Net Present Value",null,null,null,null,null,null,null,"Net Present Value",null,null,null,null,null,"Net Present Value",null,null,null,null,null,null,null,null,null,null,null,null,"Net Present Value",null,null,null,null,null,"Net Present Value"]
[null,"Energy Output",null,null,null,null,null,"Utility POV: PV SUBSCRIPTION Model",null,null,null,null,null,null,null,null,null,null,null,{"$f":"SUM(S83:S108)","v":-4739.2768049596343},"Subscriber POV: PV SUBSCRIPTION Model",null,null,null,null,null,null,{"$f":"SUM(AA83:AA108)","v":580.29570382192105},"LMI Subscriber POV: PV SUBSCRIPTION Model",null,null,null,null,{"$f":"AG83+NPV(0,AG84:AG108)","v":2080.2957038219211},"POV: Tax Flip Investor ",null,null,null,null,null,null,null,null,null,null,null,{"$f":"SUM(AT83:AT108)","v":1168127},"POV PPA Investor/Developer",null,null,null,null,{"$f":"AZ83+NPV(discount_rate,AZ84:AZ108)","v":0}]
[null,"Year","Energy | (kWh)","Electricity, Avoided Cost, $ ",{"$f":"IF(battery_power=0,\"Demand Charges Avoided [PV], $\",\"Demand Charges Avoided [BATTERY], $\")","v":"Demand Charges Avoided [BATTERY], $"},null,null,"Year","Subscription Income from Rate Class 1","Subscription Income from Rate Class 2 LMI ","Avoided Electricity Income ($)","Total operating expense ($)","Capital Costs","RECS, $","PPA Expense $","Tax-Flip Cash Impact","Annual Cash Flow","Cumulative Cash Flow","Discounted Annual Cash Flow","Cumulative Discounted Cash Flow","Year","1-Unit Monthly Cost","1-Unit Annual Cost","Annual Electricity Avoided Cost, $ ","Annual Cash Flow","Cumulative Cash Flow","Discounted Annual Cash Flow","Discounted Cumulative Cash Flow","Year","1-Unit Monthly Cost","1-Unit Annual Cost","Annual Electricity Avoided Cost, $ ","Annual Cash Flow","Cumulative Cash Flow","Year","Subscription Income ","Avoided Electricity Income $","Federal Depreciation Cash Value","State Depreciation Cash Value","Value of Federal Tax Credit","RECS, $","Operating expense ($)","Capital Costs","Annual Cash Flow","Cumulative Cash Flow","Discounted Annual Cash Flow","Cumulative Discounted Cash Flow","Year","PPA Revenue, $ ","Operating Expense, $ ","Capital Cost, $ ","Annual Cash Flow","Cumulative Cash Flow"]
[null,0,0,null,null,null,null,0,{"$f":"D35*F38*(1-$D$45)","v":0},0,null,null,{"$f":"IF($D$58=\"Y\",0,(D16*-1000*system_size+D19*-battery_capacity+D20*-1000*battery_power)*(1-$D$44))","v":-1875000},0,null,{"$f":"AR83","v":0},{"$f":"M83+K83+I83+L83+N83+J83","v":-1875000},{"$f":"Q83","v":-1875000},{"$f":"Q83","v":-1875000},{"$f":"S83","v":-1875000},0,0,{"$f":"D35","v":0},0,{"$f":"-W83","v":0},{"$f":"Y83","v":0},{"$f":"-Y83","v":0},{"$f":"AA83","v":0},0,0,{"$f":"AD83*12","v":0},0,{"$f":"AF83-AE83","v":0},{"$f":"AG83","v":0},0,{"$f":"D35*$D$45","v":0},null,null,null,null,0,null,{"$f":"((D16+D19)*$D$5*-1000+$D$33)*($D$44)","v":0},{"$f":"SUM(AJ83:AQ83)","v":0},{"$f":"AR83","v":0},{"$f":"AR83/(1+discount_rate)^AI83","v":0},{"$f":"AT83","v":0},0,0,null,{"$f":"IF($D$58=\"N\",0,(D16*-1000*system_size+D19*-battery_capacity+D20*-1000*battery_power)*(1-$D$44))","v":0},{"$f":"SUM(AW83:AY83)","v":0},{"$f":"AZ83","v":0}]
[null,1,{"$f":"Database!E2*system_size","v":992674.28571428568},{"$f":"C84*Model!$D$22*(1+Model!$D$42)^B84","v":30375.83314285714},{"$f":"SUM('Hourly C-Peak'!$I$5:$J$16)/1.2*Model!$D$23*C84/$C$84*(1+Model!$D$42)^B84","v":97493.99904000001},null,null,1,{"$f":"IF(H84<$D$46,$D$36*12*$F$36*$D$29*(1-$D$45),$D$36*12*$F$36*$D$29*(1-$D$49))","v":110769.23076923077},{"$f":"IF(H84<$D$46,$D$37*12*$D$29*$F$37*(1-$D$45),$D$37*12*$D$29*$F$37*(1-$D$49))","v":0},{"$f":"IF(H84<$D$46,(D84+E84)*(1-$D$29)*(1-$D$45),(D84+E84)*(1-$D$29)*(1-$D$49))","v":0},{"$f":"IF($D$58=\"Y\",0,IF(H84<$D$46,-$D$25*system_size*(1-$D$45)*(1+inflation_rate)^H84,-$D$25*system_size*(1-$D$49)*(1+inflation_rate)^H84))","v":-6120},{"$f":"IF($D$58=\"Y\",0,IF(H84<$D$46,IF(H84=ROUND($D$21,0),$D$19*-battery_capacity+$D$20*-1000*battery_power,0)*(1-$D$45),IF(H84=ROUND($D$21,0),$D$19*-battery_capacity+$D$20*-1000*battery_power,0)*(1-$D$49))+(IF(H84<$D$46,(IF(H84=ROUND($D$18,0),-system_size*$D$17*1000,0)*(1-$D$45)),(IF(H84=ROUND($D$18,0),-system_size*$D$17*1000,0)*(1-$D$49)))))","v":0},{"$f":"IF(H84<$D$46,C84/1000*$D$32*(1-$D$45)*(1+inflation_rate)^H84,C84/1000*$D$32*(1-$D$49)*(1+inflation_rate)^H84)","v":5062.638857142857},{"$f":"-C84*($D$61*$E$61+$D$62*$E$62)","v":0},{"$f":"AR84","v":683625.4},109711.86962637362,{"$f":"R83+Q84","v":-1765288.1303736265},{"$f":"Q84/(1+discount_rate)^H84","v":109711.86962637362},{"$f":"S84+T83","v":-1765288.1303736265},1,{"$f":"-$D$36*(1+$D$34)^(U84-1)","v":-5},{"$f":"-V84*12","v":60},{"$f":"(D84+E84)/$F$38*$D$29","v":69.262825765714283},{"$f":"X84-W84","v":9.2628257657142825},{"$f":"Z83+Y84","v":9.2628257657142825},{"$f":"Y84/(1+discount_rate)^U84","v":9.2628257657142825},{"$f":"AB83+AA84","v":9.2628257657142825},1,{"$f":"-$D$37*(1+$D$34)^(U84-1)","v":0},{"$f":"AD84*12","v":0},{"$f":"(D84+E84)/$F$38*$D$29","v":69.262825765714283},{"$f":"AF84+AE84","v":69.262825765714283},{"$f":"AH83+AG84","v":69.262825765714283},1,{"$f":"($D$36*$F$36+$D$37*$F$37)*12*$D$30*$D$45","v":0},{"$f":"(D84+E84)*(1-$D$29)*($D$45)","v":0},{"$f":"$E$52*$D$47*$E$40*Database!E16*Model!$D$56+Database!E16","v":95625.2},{"$f":"$E$52*$D$47*$E$40*Database!E16*Model!$D$55+Database!E16","v":25500.2},{"$f":"$D$51*E40*$D$47","v":562500},{"$f":"IF(AI84-1<$D$46,C84/1000*$D$32*($D$45),C84/1000*$D$32*($D$49))","v":0},{"$f":"IF(AI84-1<$D$46,-$D$25*system_size*($D$45),-$D$25*system_size*($D$49))","v":0},{"$f":"IF(AI84<$D$46,IF(AI84=ROUND($D$21,0),$D$19*system_size*-1000,0)*($D$45),IF(AI84=ROUND($D$21,0),$D$19*system_size*-1000,0)*($D$49))","v":0},{"$f":"SUM(AJ84:AQ84)","v":683625.4},{"$f":"AS83+AR84","v":683625.4},683625.4,{"$f":"AT84+AU83","v":683625.4},1,{"$f":"-O84","v":0},{"$f":"IF($D$58=\"n\",0,IF(H84<$D$46,-$D$25*system_size*(1-$D$45)*(1+inflation_rate)^H84,-$D$25*system_size*(1-$D$49)*(1+inflation_rate)^H84))","v":0},{"$f":"IF($D$58=\"N\",0,IF(H84<$D$46,IF(H84=ROUND($D$21,0),$D$19*-battery_capacity+$D$20*-1000*battery_power,0)*(1-$D$45),IF(H84=ROUND($D$21,0),$D$19*-battery_capacity+$D$20*-1000*battery_power,0)*(1-$D$49))+(IF(H84<$D$46,(IF(H84=ROUND($D$18,0),-system_size*$D$17*1000,0)*(1-$D$45)),(IF(H84=ROUND($D$18,0),-system_size*$D$17*1000,0)*(1-$D$49)))))","v":0},{"$f":"SUM(AW84:AY84)","v":0},{"$f":"BA83+AZ84","v":0}]
[null,2,{"$f":"C84/(1+Model!$D$8)","v":987735.60767590627},{"$f":"C85*Model!$D$22*(1+Model!$D$42)^B85","v":30829.203786780385},{"$f":"SUM('Hourly C-Peak'!$I$5:$J$16)/1.2*Model!$D$23*C85/$C$84*(1+Model!$D$42)^B85","v":98949.13335402988},null,null,2,110769.23076923077,0,0,-6242.4,0,5138.2006311300638,{"$f":"-C85*($D$61*$E$61+$D$62*$E$62)","v":0},193800.64,109665.03140036084,{"$f":"R84+Q85","v":-1655623.0989732656},109665.03140036084,-1655623.0989732656,2,-5,60,70.296599284605563,10.296599284605563,{"$f":"Z84+Y85","v":19.559425050319845},{"$f":"Y85/(1+discount_rate)^U85","v":10.296599284605563},{"$f":"AB84+AA85","v":19.559425050319845},2,0,{"$f":"AD85*12","v":0},70.296599284605563,70.296599284605563,139.55942505031985,2,{"$f":"IF(AI85<$D$46,AJ84*(1+$D$34),AJ84*(1+$D$34)*$D$49)","v":0},{"$f":"IF(AI85-1<$D$46,(D85+E85)*(1-$D$29)*($D$45),(D85+E85)*(1-$D$29)*($D$49))","v":0},{"$f":"$E$52*$D$47*$E$40*Database!E17*Model!$D$56+Database!E17","v":153000.32000000001},{"$f":"$E$52*$D$47*$E$40*Database!E17*Model!$D$55+Database!E17","v":40800.32},null,0,0,0,193800.64,{"$f":"AS84+AR85","v":877426.04},193800.64,{"$f":"AT85+AU84","v":877426.04},2,{"$f":"-O85","v":0},0,0,0,0]
[null,3,{"$f":"C85/(1+Model!$D$8)","v":982821.50017503125},{"$f":"C86*Model!$D$22*(1+Model!$D$42)^B86","v":31289.341156732331},{"$f":"SUM('Hourly C-Peak'!$I$5:$J$16)/1.2*Model!$D$23*C86/$C$84*(1+Model!$D$42)^B86","v":100425.9860906572},null,null,3,110769.23076923077,0,0,-6367.2479999999996,0,5214.8901927887218,0,116280.38399999999,109616.87296201948,-1546006.2260112462,109616.87296201948,-1546006.2260112462,3,-5,60,71.345802259002667,11.345802259002667,30.905227309322512,11.345802259002667,30.905227309322512,3,0,0,71.345802259002667,71.345802259002667,210.90522730932253,3,0,0,{"$f":"$E$52*$D$47*$E$40*Database!E18*Model!$D$56+Database!E18","v":91800.191999999995},{"$f":"$E$52*$D$47*$E$40*Database!E18*Model!$D$55+Database!E18","v":24480.191999999999},null,0,0,0,116280.38399999999,993706.424,116280.38399999999,993706.424,3,0,0,0,0,0]
[null,4,{"$f":"C86/(1+Model!$D$8)","v":977931.84097018046},{"$f":"C87*Model!$D$22*(1+Model!$D$42)^B87","v":31756.346248623868},{"$f":"SUM('Hourly C-Peak'!$I$5:$J$16)/1.2*Model!$D$23*C87/$C$84*(1+Model!$D$42)^B87","v":101924.88140544314},null,null,4,110769.23076923077,0,0,-6494.5929599999999,0,5292.7243747706452,0,69768.2304,109567.36218400142,-1436438.8638272448,109567.36218400142,-1436438.8638272448,4,-5,60,72.410664979286295,12.410664979286295,43.315892288608808,12.410664979286295,43.315892288608808,4,0,0,72.410664979286295,72.410664979286295,283.31589228860884,4,0,0,{"$f":"$E$52*$D$47*$E$40*Database!E19*Model!$D$56+Database!E19","v":55080.1152},{"$f":"$E$52*$D$47*$E$40*Database!E19*Model!$D$55+Database!E19","v":14688.1152},null,0,0,0,69768.2304,1063474.6543999999,69768.2304,1063474.6543999999,4,0,0,0,0,0]
[null,5,{"$f":"C87/(1+Model!$D$8)","v":973066.50842804031},{"$f":"C88*Model!$D$22*(1+Model!$D$42)^B88","v":32230.321565767506},{"$f":"SUM('Hourly C-Peak'!$I$5:$J$16)/1.2*Model!$D$23*C88/$C$84*(1+Model!$D$42)^B88","v":103446.14829209156},null,null,5,110769.23076923077,0,0,-6624.4848191999999,0,5371.7202609612514,0,69768.2304,109516.46621099202,-1326922.3976162528,109516.46621099202,-1326922.3976162528,5,-5,60,73.491421173006998,13.491421173006998,56.807313461615806,13.491421173006998,56.807313461615806,5,0,0,73.491421173006998,73.491421173006998,356.80731346161582,5,0,0,{"$f":"$E$52*$D$47*$E$40*Database!E20*Model!$D$56+Database!E20","v":55080.1152},{"$f":"$E$52*$D$47*$E$40*Database!E20*Model!$D$55+Database!E20","v":14688.1152},null,0,0,0,69768.2304,1133242.8847999999,69768.2304,1133242.8847999999,5,0,0,0,0,0]
[null,6,{"$f":"C88/(1+Model!$D$8)","v":968225.38152043824},{"$f":"C89*Model!$D$22*(1+Model!$D$42)^B89","v":32711.371141375985},{"$f":"SUM('Hourly C-Peak'!$I$5:$J$16)/1.2*Model!$D$23*C89/$C$84*(1+Model!$D$42)^B89","v":104990.1206546601},null,null,6,110769.23076923077,0,0,-6756.9745155840001,0,5451.8951902293302,0,34884.1152,109464.15144387609,-1217458.2461723767,109464.15144387609,-1217458.2461723767,6,-5,60,74.588308056186207,14.588308056186207,71.395621517802013,14.588308056186207,71.395621517802013,6,0,0,74.588308056186207,74.588308056186207,431.39562151780206,6,0,0,{"$f":"$E$52*$D$47*$E$40*Database!E21*Model!$D$56+Database!E21","v":27540.0576},{"$f":"$E$52*$D$47*$E$40*Database!E21*Model!$D$55+Database!E21","v":7344.0576000000001},null,0,0,0,34884.1152,1168127,34884.1152,1168127,6,0,0,0,0,0]
[null,7,{"$f":"C89/(1+Model!$D$8)","v":963408.33982133167},{"$f":"C90*Model!$D$22*(1+Model!$D$42)^B90","v":33199.600561396517},{"$f":"SUM('Hourly C-Peak'!$I$5:$J$16)/1.2*Model!$D$23*C90/$C$84*(1+Model!$D$42)^B90","v":106557.13738084903},null,null,7,110769.23076923077,0,0,-6892.1140058956789,0,5533.2667602327538,0,0,109410.38352356784,-1108047.8626488089,109410.38352356784,-1108047.8626488089,7,-5,60,75.701566385383003,15.701566385383003,87.097187903185016,15.701566385383003,87.097187903185016,7,0,0,75.701566385383003,75.701566385383003,507.09718790318504,7,0,0,{"$f":"$E$52*$D$47*$E$40*Database!E22*Model!$D$56+Database!E22","v":0},{"$f":"$E$52*$D$47*$E$40*Database!E22*Model!$D$55+Database!E22","v":0},null,0,0,0,0,1168127,0,1168127,7,0,0,0,0,0]
[null,8,{"$f":"C90/(1+Model!$D$8)","v":958615.26350381272},{"$f":"C91*Model!$D$22*(1+Model!$D$42)^B91","v":33695.116987686022},{"$f":"SUM('Hourly C-Peak'!$I$5:$J$16)/1.2*Model!$D$23*C91/$C$84*(1+Model!$D$42)^B91","v":108147.54241638412},null,null,8,110769.23076923077,0,0,-7029.9562860135929,0,5615.852831281004,0,0,109355.12731449818,-998692.73533431068,109355.12731449818,-998692.73533431068,8,-5,60,76.831440510537988,16.831440510537988,103.928628413723,16.831440510537988,103.928628413723,8,0,0,76.831440510537988,76.831440510537988,583.928628413723,8,0,0,{"$f":"$E$52*$D$47*$E$40*Database!E23*Model!$D$56+Database!E23","v":0},{"$f":"$E$52*$D$47*$E$40*Database!E23*Model!$D$55+Database!E23","v":0},null,0,0,0,0,1168127,0,1168127,8,0,0,0,0,0]
[null,9,{"$f":"C91/(1+Model!$D$8)","v":953846.03333712718},{"$f":"C92*Model!$D$22*(1+Model!$D$42)^B92","v":34198.029181532089},{"$f":"SUM('Hourly C-Peak'!$I$5:$J$16)/1.2*Model!$D$23*C92/$C$84*(1+Model!$D$42)^B92","v":109761.68484050928},null,null,9,110769.23076923077,0,0,-7170.5554117338652,0,5699.6715302553494,0,0,109298.34688775225,-889394.38844655838,109298.34688775225,-889394.38844655838,9,-5,60,77.97817842860573,17.97817842860573,121.90680684232873,17.97817842860573,121.90680684232873,9,0,0,77.97817842860573,77.97817842860573,661.90680684232871,9,0,0,{"$f":"$E$52*$D$47*$E$40*Database!E24*Model!$D$56+Database!E24","v":0},{"$f":"$E$52*$D$47*$E$40*Database!E24*Model!$D$55+Database!E24","v":0},null,0,0,0,0,1168127,0,1168127,9,0,0,0,0,0]
[null,10,{"$f":"C92/(1+Model!$D$8)","v":949100.53068370873},{"$f":"C93*Model!$D$22*(1+Model!$D$42)^B93","v":34708.44752752511},{"$f":"SUM('Hourly C-Peak'!$I$5:$J$16)/1.2*Model!$D$23*C93/$C$84*(1+Model!$D$42)^B93","v":111399.91894260644},null,null,10,110769.23076923077,0,0,-7313.9665199685423,0,5784.7412545875186,0,0,109240.00550384974,-780154.38294270867,109240.00550384974,-780154.38294270867,10,-5,60,79.142031837987929,19.142031837987929,141.04883868031666,19.142031837987929,141.04883868031666,10,0,0,79.142031837987929,79.142031837987929,741.04883868031663,10,0,0,{"$f":"$E$52*$D$47*$E$40*Database!E25*Model!$D$56+Database!E25","v":0},{"$f":"$E$52*$D$47*$E$40*Database!E25*Model!$D$55+Database!E25","v":0},null,0,0,0,0,1168127,0,1168127,10,0,0,0,0,0]
[null,11,{"$f":"C93/(1+Model!$D$8)","v":944378.63749622763},{"$f":"C94*Model!$D$22*(1+Model!$D$42)^B94","v":35226.484057786671},{"$f":"SUM('Hourly C-Peak'!$I$5:$J$16)/1.2*Model!$D$23*C94/$C$84*(1+Model!$D$42)^B94","v":113062.60429995875},null,null,11,110769.23076923077,0,0,-7460.2458503679118,0,5871.0806762977791,0,0,109180.06559516063,-670974.31734754809,109180.06559516063,-670974.31734754809,11,-5,60,80.323256193778775,20.323256193778775,161.37209487409544,20.323256193778775,161.37209487409544,11,0,0,80.323256193778775,80.323256193778775,821.37209487409541,11,0,0,{"$f":"$E$52*$D$47*$E$40*Database!E26*Model!$D$56+Database!E26","v":0},{"$f":"$E$52*$D$47*$E$40*Database!E26*Model!$D$55+Database!E26","v":0},null,0,0,0,0,1168127,0,1168127,11,0,0,0,0,0]
[null,12,{"$f":"C94/(1+Model!$D$8)","v":939680.23631465447},{"$f":"C95*Model!$D$22*(1+Model!$D$42)^B95","v":35752.252476559617},{"$f":"SUM('Hourly C-Peak'!$I$5:$J$16)/1.2*Model!$D$23*C95/$C$84*(1+Model!$D$42)^B95","v":114750.10585667461},null,null,12,110769.23076923077,0,0,-7609.4507673752714,0,5958.7087460932707,0,0,109118.48874794877,-561855.82859959931,109118.48874794877,-561855.82859959931,12,-5,60,81.522110763835201,21.522110763835201,182.89420563793064,21.522110763835201,182.89420563793064,12,0,0,81.522110763835201,81.522110763835201,902.89420563793055,12,0,0,{"$f":"$E$52*$D$47*$E$40*Database!E27*Model!$D$56+Database!E27","v":0},{"$f":"$E$52*$D$47*$E$40*Database!E27*Model!$D$55+Database!E27","v":0},null,0,0,0,0,1168127,0,1168127,12,0,0,0,0,0]
[null,13,{"$f":"C95/(1+Model!$D$8)","v":935005.21026333782},{"$f":"C96*Model!$D$22*(1+Model!$D$42)^B96","v":36285.868185164989},{"$f":"SUM('Hourly C-Peak'!$I$5:$J$16)/1.2*Model!$D$23*C96/$C$84*(1+Model!$D$42)^B96","v":116462.79400378914},null,null,13,110769.23076923077,0,0,-7761.6397827227765,0,6047.6446975274985,0,0,109055.23568403549,-452800.59291556384,109055.23568403549,-452800.59291556384,13,-5,60,82.738858685683482,22.738858685683482,205.63306432361412,22.738858685683482,205.63306432361412,13,0,0,82.738858685683482,82.738858685683482,985.63306432361401,13,0,0,{"$f":"$E$52*$D$47*$E$40*Database!E28*Model!$D$56+Database!E28","v":0},{"$f":"$E$52*$D$47*$E$40*Database!E28*Model!$D$55+Database!E28","v":0},null,0,0,0,0,1168127,0,1168127,13,0,0,0,0,0]
[null,14,{"$f":"C96/(1+Model!$D$8)","v":930353.44304809743},{"$f":"C97*Model!$D$22*(1+Model!$D$42)^B97","v":36827.448307331637},{"$f":"SUM('Hourly C-Peak'!$I$5:$J$16)/1.2*Model!$D$23*C97/$C$84*(1+Model!$D$42)^B97","v":118201.04466056215},null,null,14,110769.23076923077,0,0,-7916.8725783772325,0,6137.9080512219398,0,0,108990.26624207546,-343810.32667348837,108990.26624207546,-343810.32667348837,14,-5,60,83.973767024275787,23.973767024275787,229.60683134788991,23.973767024275787,229.60683134788991,14,0,0,83.973767024275787,83.973767024275787,1069.6068313478897,14,0,0,{"$f":"$E$52*$D$47*$E$40*Database!E29*Model!$D$56+Database!E29","v":0},{"$f":"$E$52*$D$47*$E$40*Database!E29*Model!$D$55+Database!E29","v":0},null,0,0,0,0,1168127,0,1168127,14,0,0,0,0,0]
[null,15,{"$f":"C97/(1+Model!$D$8)","v":925724.81895333086},{"$f":"C98*Model!$D$22*(1+Model!$D$42)^B98","v":37377.111714903745},{"$f":"SUM('Hourly C-Peak'!$I$5:$J$16)/1.2*Model!$D$23*C98/$C$84*(1+Model!$D$42)^B98","v":119965.23935698843},null,null,15,110769.23076923077,0,0,-8075.2100299447757,-180000,6229.5186191506245,0,0,-71076.46064156339,-414886.78731505177,-71076.46064156339,-414886.78731505177,15,-5,60,85.227106830608264,25.227106830608264,254.83393817849816,25.227106830608264,254.83393817849816,15,0,0,85.227106830608264,85.227106830608264,1154.8339381784981,15,0,0,{"$f":"$E$52*$D$47*$E$40*Database!E30*Model!$D$56+Database!E30","v":0},{"$f":"$E$52*$D$47*$E$40*Database!E30*Model!$D$55+Database!E30","v":0},null,0,0,0,0,1168127,0,1168127,15,0,0,0,0,0]
[null,16,{"$f":"C98/(1+Model!$D$8)","v":921119.22283913533},{"$f":"C99*Model!$D$22*(1+Model!$D$42)^B99","v":37934.979053932169},{"$f":"SUM('Hourly C-Peak'!$I$5:$J$16)/1.2*Model!$D$23*C99/$C$84*(1+Model!$D$42)^B99","v":121755.76531754053},null,null,16,110769.23076923077,0,0,-8236.7142305436719,0,6322.4965089886955,0,0,108855.01304767579,-306031.77426737599,108855.01304767579,-306031.77426737599,16,-5,60,86.499153201214369,26.499153201214369,281.33309137971253,26.499153201214369,281.33309137971253,16,0,0,86.499153201214369,86.499153201214369,1241.3330913797124,16,0,0,{"$f":"$E$52*$D$47*$E$40*Database!E31*Model!$D$56+Database!E31","v":0},{"$f":"$E$52*$D$47*$E$40*Database!E31*Model!$D$55+Database!E31","v":0},null,0,0,0,0,1168127,0,1168127,16,0,0,0,0,0]
[null,17,{"$f":"C99/(1+Model!$D$8)","v":916536.54013844323},{"$f":"C100*Model!$D$22*(1+Model!$D$42)^B100","v":38501.172771155041},{"$f":"SUM('Hourly C-Peak'!$I$5:$J$16)/1.2*Model!$D$23*C100/$C$84*(1+Model!$D$42)^B100","v":123573.01554616056},null,null,17,110769.23076923077,0,0,-8401.4485151545468,0,6416.8621285258405,0,0,108784.64438260205,-197247.12988477392,108784.64438260205,-197247.12988477392,17,-5,60,87.790185338545939,27.790185338545939,309.12327671825847,27.790185338545939,309.12327671825847,17,0,0,87.790185338545939,87.790185338545939,1329.1232767182582,17,0,0,{"$f":"$E$52*$D$47*$E$40*Database!E32*Model!$D$56+Database!E32","v":0},{"$f":"$E$52*$D$47*$E$40*Database!E32*Model!$D$55+Database!E32","v":0},null,0,0,0,0,1168127,0,1168127,17,0,0,0,0,0]
[null,18,{"$f":"C100/(1+Model!$D$8)","v":911976.65685417247},{"$f":"C101*Model!$D$22*(1+Model!$D$42)^B101","v":39075.817140873776},{"$f":"SUM('Hourly C-Peak'!$I$5:$J$16)/1.2*Model!$D$23*C101/$C$84*(1+Model!$D$42)^B101","v":125417.38891252116},null,null,18,110769.23076923077,0,0,-8569.4774854576372,0,6512.6361901456303,0,0,108712.38947391875,-88534.740410855171,108712.38947391875,-88534.740410855171,18,-5,60,89.100486612255594,29.100486612255594,338.22376333051409,29.100486612255594,338.22376333051409,18,0,0,89.100486612255594,89.100486612255594,1418.2237633305137,18,0,0,{"$f":"$E$52*$D$47*$E$40*Database!E33*Model!$D$56+Database!E33","v":0},{"$f":"$E$52*$D$47*$E$40*Database!E33*Model!$D$55+Database!E33","v":0},null,0,0,0,0,1168127,0,1168127,18,0,0,0,0,0]
[null,19,{"$f":"C101/(1+Model!$D$8)","v":907439.45955639065},{"$f":"C102*Model!$D$22*(1+Model!$D$42)^B102","v":39659.038292230107},{"$f":"SUM('Hourly C-Peak'!$I$5:$J$16)/1.2*Model!$D$23*C102/$C$84*(1+Model!$D$42)^B102","v":127289.29023957375},null,null,19,110769.23076923077,0,0,-8740.8670351667879,0,6609.8397153716842,0,0,108638.20344943566,20103.463038580492,108638.20344943566,20103.463038580492,19,-5,60,90.430344621393758,30.430344621393758,368.65410795190786,30.430344621393758,368.65410795190786,19,0,0,90.430344621393758,90.430344621393758,1508.6541079519075,19,0,0,{"$f":"$E$52*$D$47*$E$40*Database!E34*Model!$D$56+Database!E34","v":0},{"$f":"$E$52*$D$47*$E$40*Database!E34*Model!$D$55+Database!E34","v":0},null,0,0,0,0,1168127,0,1168127,19,0,0,0,0,0]
[null,20,{"$f":"C102/(1+Model!$D$8)","v":902924.83537949331},{"$f":"C103*Model!$D$22*(1+Model!$D$42)^B103","v":40250.964236890264},{"$f":"SUM('Hourly C-Peak'!$I$5:$J$16)/1.2*Model!$D$23*C103/$C$84*(1+Model!$D$42)^B103","v":129189.13039240321},null,null,20,110769.23076923077,0,0,-8915.6843758701252,0,6708.4940394817122,0,0,108562.04043284235,128665.50347142284,108562.04043284235,128665.50347142284,20,-5,60,91.78005125753397,31.78005125753397,400.43415920944182,31.78005125753397,400.43415920944182,20,0,0,91.78005125753397,91.78005125753397,1600.4341592094415,20,0,0,{"$f":"$E$52*$D$47*$E$40*Database!E35*Model!$D$56+Database!E35","v":0},{"$f":"$E$52*$D$47*$E$40*Database!E35*Model!$D$55+Database!E35","v":0},null,0,0,0,0,1168127,0,1168127,20,0,0,0,0,0]
[null,21,{"$f":"C103/(1+Model!$D$8)","v":898432.67201939644},{"$f":"C104*Model!$D$22*(1+Model!$D$42)^B104","v":40851.724897142361},{"$f":"SUM('Hourly C-Peak'!$I$5:$J$16)/1.2*Model!$D$23*C104/$C$84*(1+Model!$D$42)^B104","v":131117.32636840927},null,null,21,110769.23076923077,0,0,-9093.9980633875275,0,6808.6208161903942,0,0,108483.85352203363,237149.35699345649,108483.85352203363,237149.35699345649,21,-5,60,93.149902768840462,33.149902768840462,433.58406197828231,33.149902768840462,433.58406197828231,21,0,0,93.149902768840462,93.149902768840462,1693.5840619782821,21,0,0,{"$f":"$E$52*$D$47*$E$40*Database!E36*Model!$D$56+Database!E36","v":0},{"$f":"$E$52*$D$47*$E$40*Database!E36*Model!$D$55+Database!E36","v":0},null,0,0,0,0,1168127,0,1168127,21,0,0,0,0,0]
[null,22,{"$f":"C104/(1+Model!$D$8)","v":893962.85773074278},{"$f":"C105*Model!$D$22*(1+Model!$D$42)^B105","v":41461.452134413143},{"$f":"SUM('Hourly C-Peak'!$I$5:$J$16)/1.2*Model!$D$23*C105/$C$84*(1+Model!$D$42)^B105","v":133074.30138883326},null,null,22,110769.23076923077,0,0,-9275.8780246552778,0,6910.2420224021926,0,0,108403.59476697768,345552.9517604342,108403.59476697768,345552.9517604342,22,-5,60,94.540199825091804,34.540199825091804,468.12426180337411,34.540199825091804,468.12426180337411,22,0,0,94.540199825091804,94.540199825091804,1788.1242618033739,22,0,0,{"$f":"$E$52*$D$47*$E$40*Database!E37*Model!$D$56+Database!E37","v":0},{"$f":"$E$52*$D$47*$E$40*Database!E37*Model!$D$55+Database!E37","v":0},null,0,0,0,0,1168127,0,1168127,22,0,0,0,0,0]
[null,23,{"$f":"C105/(1+Model!$D$8)","v":889515.28132412222},{"$f":"C106*Model!$D$22*(1+Model!$D$42)^B106","v":42080.279778210352},{"$f":"SUM('Hourly C-Peak'!$I$5:$J$16)/1.2*Model!$D$23*C106/$C$84*(1+Model!$D$42)^B106","v":135060.48499165167},null,null,23,110769.23076923077,0,0,-9461.3955851483825,0,7013.3799630350595,0,0,108321.21514711744,453874.16690755164,108321.21514711744,453874.16690755164,23,-5,60,95.951247583675269,35.951247583675269,504.07550938704935,35.951247583675269,504.07550938704935,23,0,0,95.951247583675269,95.951247583675269,1884.0755093870491,23,0,0,{"$f":"$E$52*$D$47*$E$40*Database!E38*Model!$D$56+Database!E38","v":0},{"$f":"$E$52*$D$47*$E$40*Database!E38*Model!$D$55+Database!E38","v":0},null,0,0,0,0,1168127,0,1168127,23,0,0,0,0,0]
[null,24,{"$f":"C106/(1+Model!$D$8)","v":885089.83216330584},{"$f":"C107*Model!$D$22*(1+Model!$D$42)^B107","v":42708.34365549709},{"$f":"SUM('Hourly C-Peak'!$I$5:$J$16)/1.2*Model!$D$23*C107/$C$84*(1+Model!$D$42)^B107","v":137076.31312585543},null,null,24,110769.23076923077,0,0,-9650.6234968513509,0,7118.0572759161805,0,0,108236.66454829561,562110.83145584725,108236.66454829561,562110.83145584725,24,-5,60,97.383355756565948,37.383355756565948,541.4588651436153,37.383355756565948,541.4588651436153,24,0,0,97.383355756565948,97.383355756565948,1981.4588651436152,24,0,0,{"$f":"$E$52*$D$47*$E$40*Database!E39*Model!$D$56+Database!E39","v":0},{"$f":"$E$52*$D$47*$E$40*Database!E39*Model!$D$55+Database!E39","v":0},null,0,0,0,0,1168127,0,1168127,24,0,0,0,0,0]
[null,25,{"$f":"C107/(1+Model!$D$8)","v":880686.40016249346},{"$f":"C108*Model!$D$22*(1+Model!$D$42)^B108","v":43345.781620504509},{"$f":"SUM('Hourly C-Peak'!$I$5:$J$16)/1.2*Model!$D$23*C108/$C$84*(1+Model!$D$42)^B108","v":139122.2282471369},null,null,25,110769.23076923077,0,0,-9843.6359667883771,-675000,7224.2969367507512,0,0,-566850.10826080688,-4739.2768049596343,-566850.10826080688,-4739.2768049596343,25,-5,60,98.836838678305753,38.836838678305753,580.29570382192105,38.836838678305753,580.29570382192105,25,0,0,98.836838678305753,98.836838678305753,2080.2957038219211,25,0,0,{"$f":"$E$52*$D$47*$E$40*Database!E40*Model!$D$56+Database!E40","v":0},{"$f":"$E$52*$D$47*$E$40*Database!E40*Model!$D$55+Database!E40","v":0},null,0,0,0,0,1168127,0,1168127,25,0,0,0,0,0]
[]
[]
[]
[]
[]
[]
[]
[]
[]
[]
[]
[]
[]
[]
[]
[]
[null,null,null,null,null,null,null,"Results"]
[]
[null,null,null,null,null,null,null,null,"Summary Output",null,null,null,null,null,null,null,null,null,null,"Summary Output"]
[null,null,null,null,null,null,null,null,{"$f":"Model!C36","v":"Rate Class 1, $/mo, %subscribed"},null,null,{"$f":"Model!D36","v":5},{"$f":"Model!E36","v":1},null,{"$f":"Model!F36","v":1846.1538461538462}]
[null,null,null,null,null,null,null,null,{"$f":"Model!C37","v":"Rate Class 2  (LMI) , $/mo, % subscribed"},null,null,{"$f":"Model!D37","v":0},{"$f":"Model!E37","v":0},null,{"$f":"Model!F37","v":0}]
[null,null,null,null,null,null,null,null,null,null,null,null,null,"Total Subscribers",{"$f":"O129+O128","v":1846.1538461538462}]
[]
[]
[]
[null,null,null,null,null,null,null,null,"UTILITY PERSPECTIVE",null,null,null,null,null,null,null,null,null,null,"CUSTOMER PERSPECTIVE"]
[null,null,null,null,null,null,null,null,null,"NPV_0",{"$f":"NPV(0,Model!$Q$84:$Q$108)+Model!$Q$83","v":-4739.276804958703},null,"IRR",{"$f":"IRR(Model!$Q$83:$Q$108)","v":-3.0010114514678055E-4}]
[null,null,null,null,null,null,null,null,null,"NPV_4%",{"$f":"NPV(0.04,Model!$Q$84:$Q$108)+Model!$Q$83","v":-523173.30034397379},null,"Simple Payback, yrs",{"$f":"Model!T77","v":19},null,null,null,null,null,null,null,"NPV_0",{"$f":"NPV(0,$Y$84:$Y$108)+$Y$83","v":580.29570382192105},null,"IRR",{"$f":"IRR(Y83:Y108)","v":{"$error":"#NUM!"}}]
[null,null,null,null,null,null,null,null,null,"NPV_6%",{"$f":"NPV(0.06,Model!$Q$84:$Q$108)+Model!$Q$83","v":-711477.83904170431},null,null,null,null,null,null,null,null,null,null,"NPV_4",{"$f":"NPV(0.04,$Y$84:$Y$108)+$Y$83","v":324.27337192253577},null,"Simple Payback",{"$f":"AB77","v":0}]
[null,null,null,null,null,null,null,null,null,null,null,null,null,null,null,null,null,null,null,null,null,"NPV_8",{"$f":"NPV(0.08,$Y$84:$Y$108)+$Y$83","v":198.78793664004701},null,"Avg. Monthly Bill Savings, $: ",{"$f":"AB81/25/12","v":1.9343190127397367}]
[]
[]
[]
[]
[]
[]
[]
[]
[]
[]
[]
[]
[]
[]
[]
[]
[]
[]
[]
[]
[]
[]
[]
[]
[]
[]
[]
[]
[]
[]
[]
[]
[]
[]
[]
[]
[]
[null,null,null,null,null,null,null,null,"Sensitivity Analysis",null,null,null,null,null,null,null,null,null,null,"Sensitivity Analysis"]
[null,null,null,null,null,null,null,null,"Effect of Varying Electric Avoided Cost on NPV and Simple Payback"]
[null,null,null,null,null,null,null,null,null,null,null,null,{"$f":"C29","v":"% Project Value to Subscription Holders "},null,null,{"$f":"D29","v":1},null,null,null,"Effect of Varying Electric Avoided Cost on NPV and Simple Payback"]
[null,null,null,null,null,null,null,null,{"$f":"\"NPV\"&\"_\"&discount_rate*100&\"%\"","v":"NPV_0%"},"Demand Charges, $",null,null,null,null,null,null,null,null,null,{"$f":"\"NPV\"&\"_\"&discount_rate*100&\"%\"","v":"NPV_0%"},"Demand Charges, $"]
[null,null,null,null,null,null,null,null,"Avoided Cost Electric, $/Kwh",null,null,null,null,null,null,null,null,null,null,"Avoided Cost Electric, $/Kwh"]
[null,null,null,null,null,null,null,null,null,{"$f":"T81","v":-4739.2768049596343},10,12,14,16,18,20,22,null,null,null,{"$f":"AB81","v":580.29570382192105},13,14,15,16,17,18,19]
[null,null,null,null,null,null,null,null,null,0.01,-4739.2768049596343,-4739.2768049596343,-4739.2768049596343,-4739.2768049596343,-4739.2768049596343,-4739.2768049596343,-4739.2768049596343,null,null,null,3.2000000000000001E-2,58.100545767188635,137.40633036433201,216.71211496147518,296.01789955861835,375.32368415576155,454.62946875290493,533.93525335004824]
[null,null,null,null,null,null,null,null,null,0.02,-4739.2768049596343,-4739.2768049596343,-4739.2768049596343,-4739.2768049596343,-4739.2768049596343,-4739.2768049596343,-4739.2768049596343,null,null,null,3.2000000000000001E-2,58.100545767188635,137.40633036433201,216.71211496147518,296.01789955861835,375.32368415576155,454.62946875290493,533.93525335004824]
[null,null,null,null,null,null,null,null,null,0.03,-4739.2768049596343,-4739.2768049596343,-4739.2768049596343,-4739.2768049596343,-4739.2768049596343,-4739.2768049596343,-4739.2768049596343,null,null,null,3.4000000000000002E-2,91.04587989245907,170.35166448960243,249.65744908674563,328.96323368388875,408.26901828103189,487.57480287817521,566.88058747531863]
[null,null,null,null,null,null,null,null,null,0.04,-4739.2768049596343,-4739.2768049596343,-4739.2768049596343,-4739.2768049596343,-4739.2768049596343,-4739.2768049596343,-4739.2768049596343,null,null,null,3.5999999999999997E-2,123.99121401772939,203.29699861487268,282.60278321201599,361.90856780915919,441.21435240630228,520.5201370034456,599.82592160058903]
[null,null,null,null,null,null,null,null,null,0.05,-4739.2768049596343,-4739.2768049596343,-4739.2768049596343,-4739.2768049596343,-4739.2768049596343,-4739.2768049596343,-4739.2768049596343,null,null,null,3.7999999999999999E-2,156.93654814299987,236.24233274014315,315.54811733728627,394.85390193442959,474.15968653157273,553.46547112871599,632.77125572585942]
[null,null,null,null,null,null,null,null,null,0.06,-4739.2768049596343,-4739.2768049596343,-4739.2768049596343,-4739.2768049596343,-4739.2768049596343,-4739.2768049596343,-4739.2768049596343,null,null,null,0.04,189.88188226827026,269.18766686541363,348.49345146255678,427.79923605969998,507.10502065684318,586.41080525398638,665.71658985112981]
[null,null,null,null,null,null,null,null,null,7.0000000000000007E-2,-4739.2768049596343,-4739.2768049596343,-4739.2768049596343,-4739.2768049596343,-4739.2768049596343,-4739.2768049596343,-4739.2768049596343,null,null,null,4.2000000000000003E-2,222.82721639354068,302.13300099068397,381.43878558782723,460.74457018497037,540.05035478211357,619.35613937925677,698.66192397640043]
[null,null,null,null,null,null,null,null,null,0.08,-4739.2768049596343,-4739.2768049596343,-4739.2768049596343,-4739.2768049596343,-4739.2768049596343,-4739.2768049596343,-4739.2768049596343,null,null,null,4.3999999999999997E-2,255.77255051881099,335.07833511595425,414.3841197130975,493.68990431024076,572.99568890738385,652.30147350452717,731.6072581016706]
[null,null,null,null,null,null,null,null,null,0.09,-4739.2768049596343,-4739.2768049596343,-4739.2768049596343,-4739.2768049596343,-4739.2768049596343,-4739.2768049596343,-4739.2768049596343,null,null,null,4.5999999999999999E-2,288.71788464408144,368.02366924122475,447.3294538383679,526.63523843551093,605.94102303265447,685.24680762979756,764.55259222694099]
[null,null,null,null,null,null,null,null,null,0.1,-4739.2768049596343,-4739.2768049596343,-4739.2768049596343,-4739.2768049596343,-4739.2768049596343,-4739.2768049596343,-4739.2768049596343,null,null,null,4.8000000000000001E-2,321.66321876935177,400.96900336649509,480.27478796363823,559.58057256078143,638.88635715792464,718.19214175506806,797.49792635221149]
[]
[]
[null,null,null,null,null,null,null,null,"Effect of Varying Electric Avoided Cost on NPV and Simple Payback",null,null,null,null,null,null,null,null,null,null,"Effect of Varying Electric Avoided Cost on NPV and Simple Payback",null,null,null,{"$f":"#REF!","v":{"$error":"#REF!"}},null,null,{"$f":"P71","v":0}]
[null,null,null,null,null,null,null,null,"Simple Payback","Demand Charges, $",null,null,null,null,null,null,null,null,null,{"$f":"I195","v":"Simple Payback"},"Demand Charges, $"]
[null,null,null,null,null,null,null,null,"Avoided Cost Electric, $/Kwh",null,null,null,null,null,null,null,null,null,null,"Avoided Cost Electric, $/Kwh"]
[null,null,null,null,null,null,null,null,null,{"$f":"T77","v":19},10,12,14,16,18,20,22,null,null,null,{"$f":"AB77","v":0},10,12,14,16,18,20,22]
[null,null,null,null,null,null,null,null,null,0.01,19,19,19,19,19,19,19,null,null,null,0.01,0,0,0,0,0,0,0]
[null,null,null,null,null,null,null,null,null,0.02,19,19,19,19,19,19,19,null,null,null,0.02,0,0,0,0,0,0,0]
[null,null,null,null,null,null,null,null,null,0.03,19,19,19,19,19,19,19,null,null,null,0.03,0,0,0,0,0,0,0]
[null,null,null,null,null,null,null,null,null,0.04,19,19,19,19,19,19,19,null,null,null,0.04,0,0,0,0,0,0,0]
[null,null,null,null,null,null,null,null,null,0.05,19,19,19,19,19,19,19,null,null,null,0.05,0,0,0,0,0,0,0]
[null,null,null,null,null,null,null,null,null,0.06,19,19,19,19,19,19,19,null,null,null,0.06,0,0,0,0,0,0,0]
[null,null,null,null,null,null,null,null,null,7.0000000000000007E-2,19,19,19,19,19,19,19,null,null,null,7.0000000000000007E-2,0,0,0,0,0,0,0]
[null,null,null,null,null,null,null,null,null,0.08,19,19,19,19,19,19,19,null,null,null,0.08,0,0,0,0,0,0,0]
[null,null,null,null,null,null,null,null,null,0.09,19,19,19,19,19,19,19,null,null,null,0.09,0,0,0,0,0,0,0]
[null,null,null,null,null,null,null,null,null,0.1,19,19,19,19,19,19,19,null,null,null,0.1,0,0,0,0,0,0,0]
[]
[]
[null,null,null,null,null,null,null,null,"Effect of Varying Size on NPV"]
[null,null,null,null,null,null,null,null,"NPV","PV System Capital Cost, $/W"]
[null,null,null,null,null,null,null,null,"System Size, kW"]
[null,null,null,null,null,null,null,null,null,{"$f":"T81","v":-4739.2768049596343},3,2.2000000000000002,2,1.75,1.5,1,0.75]
[null,null,null,null,null,null,null,null,null,500,-728949.3973374659,-328949.3973374659,-228949.39733746613,-103949.39733746607,21050.602662533987,271050.60266253387,396050.60266253387]
[null,null,null,null,null,null,null,null,null,750,-418424.09600619884,181575.90399380168,331575.90399380121,519075.90399380121,706575.90399380121,1081575.903993801,1269075.903993801]
[null,null,null,null,null,null,null,null,null,1000,-107898.79467493156,692101.20532506809,892101.20532506786,1142101.205325068,1392101.205325068,1892101.2053250675,2142101.2053250675]
[null,null,null,null,null,null,null,null,null,1500,513151.80798760301,1713151.8079876024,2013151.8079876024,2388151.8079876024,2763151.807987602,3513151.807987602,3888151.807987602]
[null,null,null,null,null,null,null,null,null,2000,1134202.4106501357,2734202.4106501359,3134202.4106501359,3634202.4106501369,4134202.410650135,5134202.410650135,5634202.4106501369]
[null,null,null,null,null,null,null,null,null,2500,1755253.0133126685,3755253.0133126704,4255253.0133126695,4880253.0133126713,5505253.0133126695,6755253.0133126695,7380253.0133126695]
[null,null,null,null,null,null,null,null,null,3000,2376303.6159752058,4776303.6159752049,5376303.6159752049,6126303.6159752039,6876303.6159752039,8376303.6159752039,9126303.615975203]
[null,null,null,null,null,null,null,null,null,3500,2997354.2186377356,5797354.2186377384,6497354.2186377384,7372354.2186377384,8247354.2186377384,9997354.2186377384,10872354.218637737]
[null,null,null,null,null,null,null,null,null,4000,3618404.8213002719,6818404.8213002719,7618404.8213002719,8618404.82130027,9618404.82130027,11618404.821300274,12618404.82130027]
[null,null,null,null,null,null,null,null,null,4500,4239455.4239628082,7839455.4239628064,8739455.4239628054,9864455.4239628054,10989455.423962805,13239455.423962809,14364455.423962809]

{"sheet":"Comments","index":1,"n_rows":41,"n_cols":19,"rows_kept":41,"cut":false,"hidden":true,"merged":[]}
["Key Questions: ",null,null,null,null,null,null,null,null,null,null,null,null,null,null,"Results - Quick View",null,"Detailed Results below"]
["What initial cost $/W for solar system is cost-effective for both utility and suscribers? ",null,null,null,null,null,null,null,null,null,null,null,null,null,null,null,"Utility","Subsidized Customer","Investor"]
[null,null,null,null,null,null,null,null,null,null,null,null,null,null,null,"NPV @ 25yrs",222021.03983818152,0,282650.46125421702]
["What is the optimization point for battery and storage? ",null,null,null,null,null,null,null,null,null,null,null,null,null,null,"IRR",2.4718256568091235E-2,"-",0.23459545778839486]
["Balancing upfront cost and suscription cost for maximizing NPV for suscriber and utility? ",null,null,null,null,null,null,null,null,null,null,null,null,null,null,"Payback, yrs",20,"-",3]
["What battery size would maintain NPV = 0  ? ",null,null,null,null,null,null,null,null,null,null,null,null,null,null,"Capital Cost, $",477500,null,477500]
[null,null,null,null,null,null,null,null,null,null,null,null,null,null,null,"Subscription Cost, $",null,0]
[]
[]
["TO-DO: "]
["Integrating SAM calculation to excel (changes in system size). "]
["Tax credits ; 3rd-party owned community solar  /Depreciation "]
["Build and Integrate storage "]
["Macro for optimization (instead of using solver) "]
["P90/P50 by varying weather file, other sensitive variables including capital cost, demand match accuracy."]
[]
[]
["Objective: Identify the minimum project cost & minimum suscription cost. ",null,null,null,null,null,null,null,"Scenarios LMI: "]
["1) Minimum capital cost required to make NPV =0 for the utility, based on PV alone. ",null,null,null,null,null,null,null,"1) How much capital infusion from a benefactor is needed to make project cost-effective? | Capital infusion is equal to utility's NPV. "]
["2) Based on capital cost found from step 1, find the suscription cost such that NPV = 0 for both utility and suscribers",null,null,null,null,null,null,null,"-Is it cost-effective now?","NPV=>0, for both suscriber and utility. "]
[null,null,null,null,null,null,null,null,"-How much are LMI willing to pay? Or what is the price at which it is cost-neutral for participants? | The credit they're getting must be higher than their cost. "]
["Long-term",null,null,null,null,null,null,null,"-How much money you would need to subsidize project to meet criteria 2? "]
["Battery charging "]
["Different discharge model ",null,null,null,null,null,null,null,"-In case of no up-front subsidy, can we get certain portion of the customers pay higher charge to subsidize cost for low-income ? "]
["Simple customer interface on a different sheet so they're able to play with variables and see economic parameters easily "]
["Utility-owned, partnership, "]
[]
[]
[]
["If we have a fixed subscription fee, the customer will decrease every month, while the cost is fixed. "]
["Should the cash flow from the customer be discounted? "]
["If there's a customer who wants to pay upfront cost instead of monthly subscrition fee, what should it be? "]
[]
["Go back to RMI and see how they use storage"]
["Output: graph of project cash flows (utility, and customers perspctive) "]
[null,"savings"]
[null,"scenario analysis: ",null,"energy output see effect on NPV "]
[null,null,null,"avoided cost vs NPV "]
[]
["check our model against other models"]
["https://www.nrel.gov/docs/fy16osti/64987.pdf"]

{"sheet":"Database","index":2,"n_rows":40,"n_cols":29,"rows_kept":40,"cut":false,"hidden":true,"merged":[]}
[null,null,null,null,null,null,null,null,null,null,null,null,null,null,null,null,null,null,null,null,null,null,null,null,null,null,"No Subscription","PV only","Self-Owned"]
["SAM Input",null,null,null,{"$f":"VLOOKUP(Model!$D$7,Database!A4:D20,3,0)","v":1654.4571428571428},null,null,null,null,null,null,null,null,null,null,null,null,null,null,null,null,null,null,null,null,null,"Regular","PV + Battery","Partnership flip"]
[null,"Max","Avg","Min",null,null,null,null,null,null,null,null,null,null,null,null,null,null,null,null,null,null,null,null,null,null,"LMI",null,"PPA (third-party owned)"]
["FL",1877.99,1723.8870833333342,1512.26]
["GA",1756.4,1663.2643999999987,1435.19]
["KY",1651.43,1524.9233333333325,1371.39]
["MS",1726.74,1659.6119999999996,1544.64]
["SC",1776.23,1703.8407692307703,1589.43]
["TN",1770.78,1617.360000000001,1450.53]
["NC",1824.66,1654.4571428571428,1478.28]
[]
[]
[]
[]
[]
[null,"MACRS Schedule","Life Span",1,0.2,{"$f":"(1-Model!$D$56)*Model!AM84","v":17850.14}]
[null,null,null,2,0.32,{"$f":"(1-Model!$D$56)*Model!AM85","v":28560.223999999998}]
[null,null,null,3,0.192,{"$f":"(1-Model!$D$56)*Model!AM86","v":17136.134399999999}]
[null,null,null,4,0.1152,{"$f":"(1-Model!$D$56)*Model!AM87","v":10281.680639999999}]
[null,null,null,5,0.1152,{"$f":"(1-Model!$D$56)*Model!AM88","v":10281.680639999999}]
[null,null,null,6,5.7599999999999998E-2,{"$f":"(1-Model!$D$56)*Model!AM89","v":5140.8403199999993}]
[null,null,null,7,null,{"$f":"(1-Model!$D$56)*Model!AM90","v":0}]
[null,null,null,8,null,{"$f":"(1-Model!$D$56)*Model!AM91","v":0}]
[null,null,null,9,null,{"$f":"(1-Model!$D$56)*Model!AM92","v":0}]
[null,null,null,10,null,{"$f":"(1-Model!$D$56)*Model!AM93","v":0}]
[null,null,null,11,null,{"$f":"(1-Model!$D$56)*Model!AM94","v":0}]
[null,null,null,12,null,{"$f":"(1-Model!$D$56)*Model!AM95","v":0}]
[null,null,null,13,null,{"$f":"(1-Model!$D$56)*Model!AM96","v":0}]
["Tax Credit Step Down Schedule",null,null,14,null,{"$f":"(1-Model!$D$56)*Model!AM97","v":0}]
[2017,0.3,null,15,null,{"$f":"(1-Model!$D$56)*Model!AM98","v":0}]
[2018,0.3,null,16,null,{"$f":"(1-Model!$D$56)*Model!AM99","v":0}]
[2019,0.3,null,17,null,{"$f":"(1-Model!$D$56)*Model!AM100","v":0}]
[2020,0.26,null,18,null,{"$f":"(1-Model!$D$56)*Model!AM101","v":0}]
[2021,0.22,null,19,null,{"$f":"(1-Model!$D$56)*Model!AM102","v":0}]
[2022,0.1,null,20,null,{"$f":"(1-Model!$D$56)*Model!AM103","v":0}]
[null,null,null,21,null,{"$f":"(1-Model!$D$56)*Model!AM104","v":0}]
["State Tax Deductible on Federal","y","M",22,null,{"$f":"(1-Model!$D$56)*Model!AM105","v":0}]
[null,"n","S",23,null,{"$f":"(1-Model!$D$56)*Model!AM106","v":0}]
[null,null,null,24,null,{"$f":"(1-Model!$D$56)*Model!AM107","v":0}]
[null,null,null,25,null,{"$f":"(1-Model!$D$56)*Model!AM108","v":0}]

{"sheet":"Hourly C-Peak","index":3,"n_rows":8761,"n_cols":26,"rows_kept":8761,"cut":false,"hidden":false,"merged":[]}
["Time stamp","DC array power | (W)/1000 W system","(2014 data) DEP in NC hourly average demand (MW) or (MWH)"]
["2017-01-01",0,7751,null,null,null,null,null,null,null,null,null,null,null,null,null,null,null,null,null,"Load Management Time",null,"Year","Month","Day","Start Time"]
["2017-01-01T01:00:00",0,7756,null,null,null,"Monthly Summary ",null,null,null,null,null,null,null,null,null,null,null,null,null,"2017-01-09","7-8 am",2017,1,9,7]
["2017-01-01T02:00:00",0,7771,null,null,null,"Month","Max, MW  ","PV Power at Max, kW","Battery Support, kW ",null,null,null,null,null,null,null,null,null,null,"2017-02-10","7-8 am",2017,2,10,7]
["2017-01-01T03:00:00",0,7829,null,null,"January",1,{"$f":"MAX(IF(MONTH($A$2:$A$8761)=G5,$C$2:$C$8761))","v":14215},{"$f":"(INDEX($B$2:$B$8761,MATCH(H5,$C$2:$C$8761,0),0)/1000)*Model!$D$5","v":10.179119999999999},{"$f":"battery_power","v":250},{"$f":"INDEX($A$2:$A$8761,MATCH(H5,$C$2:$C$8761,0),0)","v":"2017-01-07T07:00:00"},{"$f":"K5","v":42742.291666666664},null,{"$f":"Model!$D$10","v":250},null,{"$f":"COUNTIF($C$2:$C$8761,H5)","v":1},null,null,null,null,"2017-03-16","7-8am",2017,3,16,7]
["2017-01-01T04:00:00",0,7974,null,null,"February",2,{"$f":"MAX(IF(MONTH($A$2:$A$8761)=G6,$C$2:$C$8761))","v":12053},{"$f":"(INDEX($B$2:$B$8761,MATCH(H6,$C$2:$C$8761,0),0)/1000)*Model!$D$5","v":321.08820000000003},250,{"$f":"INDEX($A$2:$A$8761,MATCH(H6,$C$2:$C$8761,0),0)","v":"2017-02-12T10:00:00"},42778.416666666664,null,{"$f":"Model!$D$10","v":250},null,{"$f":"COUNTIF($C$2:$C$8761,H6)","v":2},null,null,null,null,"2017-04-28","5-6pm",2017,4,28,17]
["2017-01-01T05:00:00",0,8179,null,null,"March",3,{"$f":"MAX(IF(MONTH($A$2:$A$8761)=G7,$C$2:$C$8761))","v":12525},{"$f":"(INDEX($B$1000:$B$8761,MATCH(H7,$C$1000:$C$8761,0),0)/1000)*Model!$D$5","v":250.65660000000003},250,{"$f":"INDEX($A$1000:$A$8761,MATCH(H7,$C$1000:$C$8761,0),0)","v":"2017-03-04T07:00:00"},42798.291666666664,null,{"$f":"Model!$D$10","v":250},null,2,null,null,null,null,"2016-01-19","7-8 am",2016,1,19,7]
["2017-01-01T06:00:00",0,8408,null,null,"April",4,{"$f":"MAX(IF(MONTH($A$2:$A$8761)=G8,$C$2:$C$8761))","v":8532},{"$f":"(INDEX($B$2:$B$8761,MATCH(H8,$C$2:$C$8761,0),0)/1000)*Model!$D$5","v":127.7136},250,{"$f":"INDEX($A$2:$A$8761,MATCH(H8,$C$2:$C$8761,0),0)","v":"2017-04-17T06:00:00"},42842.25,null,{"$f":"Model!$D$10","v":250},null,1,null,null,null,null,"2016-02-11","7-8 am",2016,2,11,7]
["2017-01-01T07:00:00",10.4033,8519,null,null,"May",5,{"$f":"MAX(IF(MONTH($A$2:$A$8761)=G9,$C$2:$C$8761))","v":11002},{"$f":"(INDEX($B$2:$B$8761,MATCH(H9,$C$2:$C$8761,0),0)/1000)*Model!$D$5","v":185.3802},250,"2017-05-28T15:00:00",42883.625,null,{"$f":"Model!$D$10","v":250},null,1,null,null,null,null,"2016-03-03","7-8 am",2016,3,3,7]
["2017-01-01T08:00:00",122.43,8633,null,null,"June",6,{"$f":"MAX(IF(MONTH($A$2:$A$8761)=G10,$C$2:$C$8761))","v":12253},{"$f":"(INDEX($B$2:$B$8761,MATCH(H10,$C$2:$C$8761,0),0)/1000)*Model!$D$5","v":353.36460000000005},250,"2017-06-19T14:00:00",42905.583333333336,null,{"$f":"Model!$D$10","v":250},null,1,null,null,null,null,"2016-04-06","7-8 am",2016,4,6,7]
["2017-01-01T09:00:00",262.01900000000001,8474,null,null,"July",7,{"$f":"MAX(IF(MONTH($A$2:$A$8761)=G11,$C$2:$C$8761))","v":12257},{"$f":"(INDEX($B$2:$B$8761,MATCH(H11,$C$2:$C$8761,0),0)/1000)*Model!$D$5","v":315.39299999999997},250,"2017-07-02T15:00:00",42918.625,null,{"$f":"Model!$D$10","v":250},null,1,null,null,null,null,"2016-05-26","5-6 pm",2016,5,26,17]
["2017-01-01T10:00:00",361.78199999999998,8196,null,null,"August",8,{"$f":"MAX(IF(MONTH($A$2:$A$8761)=G12,$C$2:$C$8761))","v":11965},{"$f":"(INDEX($B$2:$B$8761,MATCH(H12,$C$2:$C$8761,0),0)/1000)*Model!$D$5","v":510.40800000000002},250,"2017-08-22T14:00:00",42969.583333333336,null,{"$f":"Model!$D$10","v":250},null,1,null,null,null,null,"2016-06-22","4-5 pm",2016,6,22,16]
["2017-01-01T11:00:00",318.28399999999999,7824,null,null,"September",9,{"$f":"MAX(IF(MONTH($A$2:$A$8761)=G13,$C$2:$C$8761))","v":12364},{"$f":"(INDEX($B$2:$B$8761,MATCH(H13,$C$2:$C$8761,0),0)/1000)*Model!$D$5","v":100.25040000000001},250,"2017-09-02T13:00:00",42980.541666666664,null,{"$f":"Model!$D$10","v":250},null,1,null,null,null,null,"2016-07-26","4-5 pm",2016,7,26,16]
["2017-01-01T12:00:00",164.821,7470,null,null,"October",10,{"$f":"MAX(IF(MONTH($A$2:$A$8761)=G14,$C$2:$C$8761))","v":8767},{"$f":"(INDEX($B$5000:$B$8761,MATCH(H14,$C$5000:$C$8761,0),0)/1000)*Model!$D$5","v":387.91859999999997},250,{"$f":"INDEX($A$5000:$A$8761,MATCH(H14,$C$5000:$C$8761,0),0)","v":"2017-10-08T15:00:00"},43016.625,null,{"$f":"Model!$D$10","v":250},null,2,null,null,null,null,"2016-08-15","4-5 pm",2016,8,15,16]
["2017-01-01T13:00:00",146.41999999999999,7198,null,null,"November",11,{"$f":"MAX(IF(MONTH($A$2:$A$8761)=G15,$C$2:$C$8761))","v":12486},{"$f":"(INDEX($B$2:$B$8761,MATCH(H15,$C$2:$C$8761,0),0)/1000)*Model!$D$5","v":156.04859999999999},250,{"$f":"INDEX($A$2:$A$8761,MATCH(H15,$C$2:$C$8761,0),0)","v":"2017-11-19T07:00:00"},43058.291666666664,null,{"$f":"Model!$D$10","v":250},null,1,null,null,null,null,"2016-09-08","4-5 pm",2016,9,8,16]
["2017-01-01T14:00:00",110.46599999999999,7022,null,null,"December",12,{"$f":"MAX(IF(MONTH($A$2:$A$8761)=G16,$C$2:$C$8761))","v":11252},{"$f":"(INDEX($B$5000:$B$8761,MATCH(H16,$C$5000:$C$8761,0),0)/1000)*Model!$D$5","v":16.540200000000002},250,{"$f":"INDEX($A$5000:$A$8761,MATCH(H16,$C$5000:$C$8761,0),0)","v":"2017-12-12T07:00:00"},43081.291666666664,null,{"$f":"Model!$D$10","v":250},null,2,null,null,null,null,"2016-10-19","4-5 pm",2016,10,19,16]
["2017-01-01T15:00:00",66.243200000000002,7025,null,null,null,null,null,null,null,null,null,null,null,null,null,null,null,null,null,"2016-11-23","4-5 pm",2016,11,23,16]
["2017-01-01T16:00:00",22.055,7288,null,null,null,null,null,null,null,null,null,null,null,null,null,null,null,null,null,"2016-12-16","7-8 am",2016,12,16,7]
["2017-01-01T17:00:00",0,8114,null,null,null,null,null,null,null,null,null,null,null,null,null,null,null,null,null,"2015-01-08","7-8 am",2015,1,8,7]
["2017-01-01T18:00:00",0,8271,null,null,null,null,null,null,null,null,null,null,null,null,null,null,null,null,null,"2015-02-20","7-8 am",2015,2,20,7]
["2017-01-01T19:00:00",0,8192,null,null,null,null,null,null,null,null,null,null,null,null,null,null,null,null,null,"2015-03-07","7-8 am",2015,3,7,7]
["2017-01-01T20:00:00",0,8038,null,null,null,null,null,null,null,null,null,null,null,null,null,null,null,null,null,"2015-04-10","4-5 pm",2015,4,10,16]
["2017-01-01T21:00:00",0,7735,null,null,null,null,null,null,null,null,null,null,null,null,null,null,null,null,null,"2015-05-18","5-6 pm",2015,5,18,17]
["2017-01-01T22:00:00",0,7319,null,null,null,null,null,null,null,null,null,null,null,null,null,null,null,null,null,"2015-06-16","3-4 pm",2015,6,16,15]
["2017-01-01T23:00:00",0,6853,null,null,null,null,null,null,null,null,null,null,null,null,null,null,null,null,null,"2015-07-21","2-3 pm",2015,7,21,14]
["2017-01-02",0,6553,null,null,null,null,null,null,null,null,null,null,null,null,null,null,null,null,null,"2015-08-05","3-4 pm",2015,8,5,15]
["2017-01-02T01:00:00",0,6424,null,null,null,null,null,null,null,null,null,null,null,null,null,null,null,null,null,"2015-09-02","4-5 pm",2015,9,2,16]
["2017-01-02T02:00:00",0,6369,null,null,null,null,null,null,null,null,null,null,null,null,null,null,null,null,null,"2015-10-19","7-8 am",2015,10,19,7]
["2017-01-02T03:00:00",0,6409,null,null,null,null,null,null,null,null,null,null,null,null,null,null,null,null,null,"2015-11-24","7-8 am",2015,11,24,7]
["2017-01-02T04:00:00",0,6625,null,null,null,null,null,null,null,null,null,null,null,null,null,null,null,null,null,"2015-12-20","7-8 am",2015,12,20,7]
["2017-01-02T05:00:00",0,7081,null,null,null,null,null,null,null,null,null,null,null,null,null,null,null,null,null,"2014-01-07","7-8 am",2014,1,7,7]
["2017-01-02T06:00:00",0,7851,null,null,null,null,null,null,null,null,null,null,null,null,null,null,null,null,null,"2014-02-12","10-11 am",2014,2,12,10]
["2017-01-02T07:00:00",12.0891,8247,null,null,null,null,null,null,null,null,null,null,null,null,null,null,null,null,null,"2014-03-04","7-8 am",2014,3,4,7]
["2017-01-02T08:00:00",68.066000000000003,8290,null,null,null,null,null,null,null,null,null,null,null,null,null,null,null,null,null,"2014-04-17","7-8 am",2014,4,17,7]
["2017-01-02T09:00:00",158.744,8350,null,null,null,null,null,null,null,null,null,null,null,null,null,null,null,null,null,"2014-05-28","4-5 pm",2014,5,28,16]
["2017-01-02T10:00:00",683.53899999999999,8299,null,null,null,null,null,null,null,null,null,null,null,null,null,null,null,null,null,"2014-06-19","3-4 pm",2014,6,19,15]
["2017-01-02T11:00:00",704.322,8240,null,null,null,null,null,null,null,null,null,null,null,null,null,null,null,null,null,"2014-07-02","4-5 pm",2014,7,2,16]
["2017-01-02T12:00:00",691.01300000000003,8087,null,null,null,null,null,null,null,null,null,null,null,null,null,null,null,null,null,"2014-08-22","3-4 pm",2014,8,22,15]
["2017-01-02T13:00:00",678.98699999999997,7950,null,null,null,null,null,null,null,null,null,null,null,null,null,null,null,null,null,"2014-09-02","2-3 pm",2014,9,2,14]
["2017-01-02T14:00:00",426.03800000000001,7915,null,null,null,null,null,null,null,null,null,null,null,null,null,null,null,null,null,"2014-10-08","5-6 pm",2014,10,8,17]
["2017-01-02T15:00:00",643.26499999999999,7860,null,null,null,null,null,null,null,null,null,null,null,null,null,null,null,null,null,"2014-11-19","7-8 am",2014,11,19,7]
["2017-01-02T16:00:00",438.25700000000001,8083,null,null,null,null,null,null,null,null,null,null,null,null,null,null,null,null,null,"2014-12-12","7-8 am",2014,12,12,7]
["2017-01-02T17:00:00",26.4924,8656,null,null,null,null,null,null,null,null,null,null,null,null,null,null,null,null,null,"2013-01-25","7-8 am",2013,1,25,7]
["2017-01-02T18:00:00",0,8745,null,null,null,null,null,null,null,null,null,null,null,null,null,null,null,null,null,"2013-02-18","7-8 am",2013,2,18,7]
["2017-01-02T19:00:00",0,8542,null,null,null,null,null,null,null,null,null,null,null,null,null,null,null,null,null,"2013-03-04","7-8 am",2013,3,4,7]
["2017-01-02T20:00:00",0,8351,null,null,null,null,null,null,null,null,null,null,null,null,null,null,null,null,null,"2013-04-04","7-8 pm",2013,4,4,19]
["2017-01-02T21:00:00",0,7994,null,null,null,null,null,null,null,null,null,null,null,null,null,null,null,null,null,"2013-05-30","5-6 pm",2013,5,30,17]
["2017-01-02T22:00:00",0,7567,null,null,null,null,null,null,null,null,null,null,null,null,null,null,null,null,null,"2013-06-13","3-4 pm",2013,6,13,15]
["2017-01-02T23:00:00",0,7197,null,null,null,null,null,null,null,null,null,null,null,null,null,null,null,null,null,"2013-07-16","4-5 pm",2013,7,16,16]
["2017-01-03",0,6953,null,null,null,null,null,null,null,null,null,null,null,null,null,null,null,null,null,"2013-08-12","3-4 pm",2013,8,12,15]
["2017-01-03T01:00:00",0,6989,null,null,null,null,null,null,null,null,null,null,null,null,null,null,null,null,null,"2013-09-10","4-5 pm",2013,9,10,16]
["2017-01-03T02:00:00",0,7253,null,null,null,null,null,null,null,null,null,null,null,null,null,null,null,null,null,"2013-10-04","4-5 pm",2013,10,4,16]
["2017-01-03T03:00:00",0,7689,null,null,null,null,null,null,null,null,null,null,null,null,null,null,null,null,null,"2013-11-25","7-8 am",2013,11,25,7]
["2017-01-03T04:00:00",0,8290,null,null,null,null,null,null,null,null,null,null,null,null,null,null,null,null,null,"2013-12-25","7-8 am",2013,12,25,7]
["2017-01-03T05:00:00",0,9225,null,null,null,null,null,null,null,null,null,null,null,null,null,null,null,null,null,"2012-01-04","7-8 am",2012,1,4,7]
["2017-01-03T06:00:00",0,10407,null,null,null,null,null,null,null,null,null,null,null,null,null,null,null,null,null,"2012-02-13","7-8 am",2012,2,13,7]
["2017-01-03T07:00:00",7.4439700000000002,11125,null,null,null,null,null,null,null,null,null,null,null,null,null,null,null,null,null,"2012-03-06","7-8 am",2012,3,6,7]
["2017-01-03T08:00:00",77.670899999999989,11250,null,null,null,null,null,null,null,null,null,null,null,null,null,null,null,null,null,"2012-04-17","4-5 pm",2012,4,17,16]
["2017-01-03T09:00:00",157.881,11030,null,null,null,null,null,null,null,null,null,null,null,null,null,null,null,null,null,"2012-05-03","4-5 pm",2012,5,3,16]
["2017-01-03T10:00:00",108.425,10742,null,null,null,null,null,null,null,null,null,null,null,null,null,null,null,null,null,"2012-06-29","5-6 pm",2012,6,29,17]
["2017-01-03T11:00:00",141.28700000000001,10290,null,null,null,null,null,null,null,null,null,null,null,null,null,null,null,null,null,"2012-07-26","4-5 pm",2012,7,26,16]
["2017-01-03T12:00:00",150.04300000000001,9843,null,null,null,null,null,null,null,null,null,null,null,null,null,null,null,null,null,"2012-08-06","3-4 pm",2012,8,6,15]
["2017-01-03T13:00:00",131.47900000000001,9423,null,null,null,null,null,null,null,null,null,null,null,null,null,null,null,null,null,"2012-09-01","3-4 pm",2012,9,1,15]
["2017-01-03T14:00:00",93.4011,9118,null,null,null,null,null,null,null,null,null,null,null,null,null,null,null,null,null,"2012-10-03","3-4 pm",2012,10,3,15]
["2017-01-03T15:00:00",51.277300000000004,9046,null,null,null,null,null,null,null,null,null,null,null,null,null,null,null,null,null,"2012-11-29","7-8 am",2012,11,29,7]
["2017-01-03T16:00:00",28.825700000000001,9431,null,null,null,null,null,null,null,null,null,null,null,null,null,null,null,null,null,"2012-12-31","7-8 am",2012,12,31,7]
["2017-01-03T17:00:00",0,10483,null,null,null,null,null,null,null,null,null,null,null,null,null,null,null,null,null,"2011-01-14","7-8 am",2011,1,14,7]
["2017-01-03T18:00:00",0,11092,null,null,null,null,null,null,null,null,null,null,null,null,null,null,null,null,null,"2011-02-11","7-8 am",2011,2,11,7]
["2017-01-03T19:00:00",0,11208,null,null,null,null,null,null,null,null,null,null,null,null,null,null,null,null,null,"2011-03-29","7-8 am",2011,3,29,7]
["2017-01-03T20:00:00",0,11272,null,null,null,null,null,null,null,null,null,null,null,null,null,null,null,null,null,"2011-04-27","4-5 pm",2011,4,27,16]
["2017-01-03T21:00:00",0,11120,null,null,null,null,null,null,null,null,null,null,null,null,null,null,null,null,null,"2011-05-31","4-5 pm",2011,5,31,16]
["2017-01-03T22:00:00",0,10859,null,null,null,null,null,null,null,null,null,null,null,null,null,null,null,null,null,"2011-06-28","2-3 pm",2011,6,28,14]
["2017-01-03T23:00:00",0,10572,null,null,null,null,null,null,null,null,null,null,null,null,null,null,null,null,null,"2011-07-22","2-3 pm",2011,7,22,14]
["2017-01-04",0,10424,null,null,null,null,null,null,null,null,null,null,null,null,null,null,null,null,null,"2011-08-04","3-4 pm",2011,8,4,15]
["2017-01-04T01:00:00",0,10399,null,null,null,null,null,null,null,null,null,null,null,null,null,null,null,null,null,"2011-09-14","4-5 pm",2011,9,14,16]
["2017-01-04T02:00:00",0,10486,null,null,null,null,null,null,null,null,null,null,null,null,null,null,null,null,null,"2011-10-31","8-9 am",2011,10,31,8]
["2017-01-04T03:00:00",0,10575,null,null,null,null,null,null,null,null,null,null,null,null,null,null,null,null,null,"2011-11-18","7-8 am",2011,11,18,7]
["2017-01-04T04:00:00",0,10781,null,null,null,null,null,null,null,null,null,null,null,null,null,null,null,null,null,"2011-12-19","7-8 am",2011,12,19,7]
["2017-01-04T05:00:00",0,11064,null,null,null,null,null,null,null,null,null,null,null,null,null,null,null,null,null,"2010-01-11","7-8 am",2010,1,11,7]
["2017-01-04T06:00:00",0,11347,null,null,null,null,null,null,null,null,null,null,null,null,null,null,null,null,null,"2010-02-01","7-8 am",2010,2,1,7]
["2017-01-04T07:00:00",3.3523899999999998,11512,null,null,null,null,null,null,null,null,null,null,null,null,null,null,null,null,null,"2010-03-02","6-7 pm",2010,3,2,18]
["2017-01-04T08:00:00",42.039699999999996,11509,null,null,null,null,null,null,null,null,null,null,null,null,null,null,null,null,null,"2010-04-06","4-5 pm",2010,4,6,16]
["2017-01-04T09:00:00",87.99130000000001,11271,null,null,null,null,null,null,null,null,null,null,null,null,null,null,null,null,null,"2010-05-27","4-5 pm",2010,5,27,16]
["2017-01-04T10:00:00",132.233,10767,null,null,null,null,null,null,null,null,null,null,null,null,null,null,null,null,null,"2010-06-23","3-4 pm",2010,6,23,15]
["2017-01-04T11:00:00",165.28200000000001,10262,null,null,null,null,null,null,null,null,null,null,null,null,null,null,null,null,null,"2010-07-22","4-5 pm",2010,7,22,16]
["2017-01-04T12:00:00",448.98399999999998,9678,null,null,null,null,null,null,null,null,null,null,null,null,null,null,null,null,null,"2010-08-11","4-5 pm",2010,8,11,16]
["2017-01-04T13:00:00",408.81900000000002,9185,null,null,null,null,null,null,null,null,null,null,null,null,null,null,null,null,null,"2010-09-01","4-5 pm",2010,9,1,16]
["2017-01-04T14:00:00",458.47899999999998,8820,null,null,null,null,null,null,null,null,null,null,null,null,null,null,null,null,null,"2010-10-27","6-7 pm",2010,10,27,18]
["2017-01-04T15:00:00",221.30600000000001,8760,null,null,null,null,null,null,null,null,null,null,null,null,null,null,null,null,null,"2010-11-08","6-7 pm",2010,11,8,18]
["2017-01-04T16:00:00",26.006,8990,null,null,null,null,null,null,null,null,null,null,null,null,null,null,null,null,null,"2011-12-15","7-8 am",2011,12,15,7]
["2017-01-04T17:00:00",1.0520099999999999,9562,null,null,null,null,null,null,null,null,null,null,null,null,null,null,null,null,null,"2009-01-16","7-8 am",2009,1,16,7]
["2017-01-04T18:00:00",0,9730,null,null,null,null,null,null,null,null,null,null,null,null,null,null,null,null,null,"2009-02-05","7-8 am",2009,2,5,7]
["2017-01-04T19:00:00",0,9559,null,null,null,null,null,null,null,null,null,null,null,null,null,null,null,null,null,"2009-03-04","6-7 am",2009,3,4,6]
["2017-01-04T20:00:00",0,9386,null,null,null,null,null,null,null,null,null,null,null,null,null,null,null,null,null,"2009-04-27","4-5 pm",2009,4,27,16]
["2017-01-04T21:00:00",0,9084,null,null,null,null,null,null,null,null,null,null,null,null,null,null,null,null,null,"2009-05-29","4-5 pm",2009,5,29,16]
["2017-01-04T22:00:00",0,8549,null,null,null,null,null,null,null,null,null,null,null,null,null,null,null,null,null,"2009-06-29","4-5 pm",2009,6,29,16]
["2017-01-04T23:00:00",0,8213,null,null,null,null,null,null,null,null,null,null,null,null,null,null,null,null,null,"2009-07-28","3-4 pm",2009,7,28,15]
["2017-01-05",0,7776,null,null,null,null,null,null,null,null,null,null,null,null,null,null,null,null,null,"2009-08-10","3-4 pm",2009,8,10,15]
["2017-01-05T01:00:00",0,7587,null,null,null,null,null,null,null,null,null,null,null,null,null,null,null,null,null,"2009-09-24","4-5 pm",2009,9,24,16]
["2017-01-05T02:00:00",0,7425,null,null,null,null,null,null,null,null,null,null,null,null,null,null,null,null,null,"2009-10-07","4-5 pm",2009,10,7,16]
["2017-01-05T03:00:00",0,7348,null,null,null,null,null,null,null,null,null,null,null,null,null,null,null,null,null,"2009-11-12","6-7 pm",2009,11,12,18]
["2017-01-05T04:00:00",0,7328,null,null,null,null,null,null,null,null,null,null,null,null,null,null,null,null,null,"2009-12-21","7-8 am",2009,12,21,7]
["2017-01-05T05:00:00",0,7419,null,null,null,null,null,null,null,null,null,null,null,null,null,null,null,null,null,"2008-01-04","7-8 am",2008,1,4,7]
["2017-01-05T06:00:00",0,7560,null,null,null,null,null,null,null,null,null,null,null,null,null,null,null,null,null,"2008-02-28","7-8 am",2008,2,28,7]
["2017-01-05T07:00:00",137.48699999999999,7856,null,null,null,null,null,null,null,null,null,null,null,null,null,null,null,null,null,"2008-03-10","7-8 am",2008,3,10,7]
["2017-01-05T08:00:00",626.46199999999999,8105,null,null,null,null,null,null,null,null,null,null,null,null,null,null,null,null,null,"2008-04-16","7-8 am",2008,4,16,7]
["2017-01-05T09:00:00",794.601,8130,null,null,null,null,null,null,null,null,null,null,null,null,null,null,null,null,null,"2008-05-27","4-5 pm",2008,5,27,16]
["2017-01-05T10:00:00",823.99199999999996,7804,null,null,null,null,null,null,null,null,null,null,null,null,null,null,null,null,null,"2008-06-09","4-5 pm",2008,6,9,16]
["2017-01-05T11:00:00",841.25800000000004,7356,null,null,null,null,null,null,null,null,null,null,null,null,null,null,null,null,null,"2008-07-21","4-5 pm",2008,7,21,16]
["2017-01-05T12:00:00",823.47799999999995,7103,null,null,null,null,null,null,null,null,null,null,null,null,null,null,null,null,null,"2008-08-06","4-5 pm",2008,8,6,16]
["2017-01-05T13:00:00",813.96799999999996,6966,null,null,null,null,null,null,null,null,null,null,null,null,null,null,null,null,null,"2008-09-08","4-5 pm",2008,9,8,16]
["2017-01-05T14:00:00",789.65099999999995,6863,null,null,null,null,null,null,null,null,null,null,null,null,null,null,null,null,null,"2008-10-30","7-8 am",2008,10,30,7]
["2017-01-05T15:00:00",729.31200000000001,6792,null,null,null,null,null,null,null,null,null,null,null,null,null,null,null,null,null,"2008-11-24","7-8 am",2008,11,24,7]
["2017-01-05T16:00:00",503.78500000000003,6894,null,null,null,null,null,null,null,null,null,null,null,null,null,null,null,null,null,"2008-12-03","7-8 am",2008,12,3,7]
["2017-01-05T17:00:00",31.340700000000002,7471,null,null,null,null,null,null,null,null,null,null,null,null,null,null,null,null,null,"2007-01-29","7-8 am",2007,1,29,7]
["2017-01-05T18:00:00",0,7584,null,null,null,null,null,null,null,null,null,null,null,null,null,null,null,null,null,"2007-02-06","7-8 am",2007,2,6,7]
["2017-01-05T19:00:00",0,7517,null,null,null,null,null,null,null,null,null,null,null,null,null,null,null,null,null,"2007-03-19","7-8 am",2007,3,19,7]
["2017-01-05T20:00:00",0,7314,null,null,null,null,null,null,null,null,null,null,null,null,null,null,null,null,null,"2007-04-30","5-6 pm",2007,4,30,17]
["2017-01-05T21:00:00",0,6908,null,null,null,null,null,null,null,null,null,null,null,null,null,null,null,null,null,"2007-05-30","4-5 pm",2007,5,30,16]
["2017-01-05T22:00:00",0,6424,null,null,null,null,null,null,null,null,null,null,null,null,null,null,null,null,null,"2007-06-19","3-4 pm",2007,6,19,15]
["2017-01-05T23:00:00",0,5942,null,null,null,null,null,null,null,null,null,null,null,null,null,null,null,null,null,"2007-07-19","4-5 pm",2007,7,19,16]
["2017-01-06",0,5573,null,null,null,null,null,null,null,null,null,null,null,null,null,null,null,null,null,"2007-08-09","3-4 pm",2007,8,9,15]
["2017-01-06T01:00:00",0,5420,null,null,null,null,null,null,null,null,null,null,null,null,null,null,null,null,null,"2007-09-10","3-4 pm",2007,9,10,15]
["2017-01-06T02:00:00",0,5309,null,null,null,null,null,null,null,null,null,null,null,null,null,null,null,null,null,"2007-10-08","4-5 pm",2007,10,8,16]
["2017-01-06T03:00:00",0,5314,null,null,null,null,null,null,null,null,null,null,null,null,null,null,null,null,null,"2007-11-08","7-8 am",2007,11,8,7]
["2017-01-06T04:00:00",0,5488,null,null,null,null,null,null,null,null,null,null,null,null,null,null,null,null,null,"2007-12-18","7-8 am",2007,12,18,7]
["2017-01-06T05:00:00",0,6035,null,null,null,null,null,null,null,null,null,null,null,null,null,null,null,null,null,"2006-01-27","7-8 am",2006,1,27,7]
["2017-01-06T06:00:00",0,6948,null,null,null,null,null,null,null,null,null,null,null,null,null,null,null,null,null,"2006-02-10","7-8 am",2006,2,10,7]
["2017-01-06T07:00:00",59.943599999999996,7289,null,null,null,null,null,null,null,null,null,null,null,null,null,null,null,null,null,"2006-03-08","6-7 am",2006,3,8,6]
["2017-01-06T08:00:00",291.84800000000001,7280,null,null,null,null,null,null,null,null,null,null,null,null,null,null,null,null,null,"2006-04-25","4-5 pm",2006,4,25,16]
["2017-01-06T09:00:00",494.57499999999999,7392,null,null,null,null,null,null,null,null,null,null,null,null,null,null,null,null,null,"2006-05-30","5-6 pm",2006,5,30,17]
["2017-01-06T10:00:00",594.02300000000002,7591,null,null,null,null,null,null,null,null,null,null,null,null,null,null,null,null,null,"2006-06-22","4-5 pm",2006,6,22,16]
["2017-01-06T11:00:00",618.04600000000005,7640,null,null,null,null,null,null,null,null,null,null,null,null,null,null,null,null,null,"2006-07-31","3-4 pm",2006,7,31,15]
["2017-01-06T12:00:00",652.31200000000001,7731,null,null,null,null,null,null,null,null,null,null,null,null,null,null,null,null,null,"2006-08-02","4-5 pm",2006,8,2,16]
["2017-01-06T13:00:00",583.721,7746,null,null,null,null,null,null,null,null,null,null,null,null,null,null,null,null,null,"2006-09-19","4-5 pm",2006,9,19,16]
["2017-01-06T14:00:00",535.15599999999995,7698,null,null,null,null,null,null,null,null,null,null,null,null,null,null,null,null,null,"2006-10-05","4-5 pm",2006,10,5,16]
["2017-01-06T15:00:00",652.80200000000002,7872,null,null,null,null,null,null,null,null,null,null,null,null,null,null,null,null,null,"2006-11-21","5-6 pm",2006,11,21,17]
["2017-01-06T16:00:00",264.08300000000003,8320,null,null,null,null,null,null,null,null,null,null,null,null,null,null,null,null,null,"2007-12-08","6-7 am",2007,12,8,6]
["2017-01-06T17:00:00",6.6540600000000003,9404,null,null,null,null,null,null,null,null,null,null,null,null,null,null,null,null,null,"2005-01-24","7-8 am",2005,1,24,7]
["2017-01-06T18:00:00",0,10273,null,null,null,null,null,null,null,null,null,null,null,null,null,null,null,null,null,"2004-02-02","7-8 am",2004,2,2,7]
["2017-01-06T19:00:00",0,10680,null,null,null,null,null,null,null,null,null,null,null,null,null,null,null,null,null,"2005-03-04","6-7 am",2005,3,4,6]
["2017-01-06T20:00:00",0,10828,null,null,null,null,null,null,null,null,null,null,null,null,null,null,null,null,null,"2005-04-21","4-5 pm",2005,4,21,16]
["2017-01-06T21:00:00",0,10908,null,null,null,null,null,null,null,null,null,null,null,null,null,null,null,null,null,"2005-05-12","4-5 pm",2005,5,12,16]
["2017-01-06T22:00:00",0,10880,null,null,null,null,null,null,null,null,null,null,null,null,null,null,null,null,null,"2005-06-15","4-5 pm",2005,6,15,16]
["2017-01-06T23:00:00",0,10826,null,null,null,null,null,null,null,null,null,null,null,null,null,null,null,null,null,"2005-07-27","4-5 pm",2005,7,27,16]
["2017-01-07",0,11007,null,null,null,null,null,null,null,null,null,null,null,null,null,null,null,null,null,"2005-08-15","3-4 pm",2005,8,15,15]
["2017-01-07T01:00:00",0,11325,null,null,null,null,null,null,null,null,null,null,null,null,null,null,null,null,null,"2006-09-20","4-5 pm",2006,9,20,16]
["2017-01-07T02:00:00",0,11692,null,null,null,null,null,null,null,null,null,null,null,null,null,null,null,null,null,"2005-10-05","2-3 pm",2005,10,5,14]
["2017-01-07T03:00:00",0,12131,null,null,null,null,null,null,null,null,null,null,null,null,null,null,null,null,null,"2005-11-18","7-8 am",2005,11,18,7]
["2017-01-07T04:00:00",0,12712,null,null,null,null,null,null,null,null,null,null,null,null,null,null,null,null,null,"2005-12-22","7-8 am",2005,12,22,7]
["2017-01-07T05:00:00",0,13432,null,null,null,null,null,null,null,null,null,null,null,null,null,null,null,null,null,"2004-01-26","10-11 am",2004,1,26,10]
["2017-01-07T06:00:00",0,14010,null,null,null,null,null,null,null,null,null,null,null,null,null,null,null,null,null,"2004-02-02","7-8 am",2004,2,2,7]
["2017-01-07T07:00:00",16.965199999999999,14215,null,null,null,null,null,null,null,null,null,null,null,null,null,null,null,null,null,"2004-03-23","6-7 am",2004,3,23,6]
["2017-01-07T08:00:00",272.88900000000001,14172,null,null,null,null,null,null,null,null,null,null,null,null,null,null,null,null,null,"2004-04-23","4-5 pm",2004,4,23,16]
["2017-01-07T09:00:00",358.863,13606,null,null,null,null,null,null,null,null,null,null,null,null,null,null,null,null,null,"2004-05-26","4-5 pm",2004,5,26,16]
["2017-01-07T10:00:00",147.35599999999999,13113,null,null,null,null,null,null,null,null,null,null,null,null,null,null,null,null,null,"2004-06-18","3-4 pm",2004,6,18,15]
["2017-01-07T11:00:00",185.274,12505,null,null,null,null,null,null,null,null,null,null,null,null,null,null,null,null,null,"2004-07-14","4-5 pm",2004,7,14,16]
["2017-01-07T12:00:00",380.51299999999998,11996,null,null,null,null,null,null,null,null,null,null,null,null,null,null,null,null,null,"2004-08-04","4-5 pm",2004,8,4,16]
["2017-01-07T13:00:00",395.51400000000001,11441,null,null,null,null,null,null,null,null,null,null,null,null,null,null,null,null,null,"2004-09-09","4-5 PM",2004,9,9,16]
["2017-01-07T14:00:00",465.95,11034,null,null,null,null,null,null,null,null,null,null,null,null,null,null,null,null,null,"2004-10-04","4-5 PM",2004,10,4,16]
["2017-01-07T15:00:00",319.565,10965,null,null,null,null,null,null,null,null,null,null,null,null,null,null,null,null,null,"2004-11-15","7-8 AM",2004,11,15,7]
["2017-01-07T16:00:00",112.94199999999999,11573,null,null,null,null,null,null,null,null,null,null,null,null,null,null,null,null,null,"2004-12-20","7-8 AM",2004,12,20,7]
["2017-01-07T17:00:00",3.9054000000000002,12512,null,null,null,null,null,null,null,null,null,null,null,null,null,null,null,null,null,"2003-01-24","7-8 am",2003,1,24,7]
["2017-01-07T18:00:00",0,13138,null,null,null,null,null,null,null,null,null,null,null,null,null,null,null,null,null,"2003-02-13","7-8 am",2003,2,13,7]
["2017-01-07T19:00:00",0,13314,null,null,null,null,null,null,null,null,null,null,null,null,null,null,null,null,null,"2003-03-04","7-8 am",2003,3,4,7]
["2017-01-07T20:00:00",0,13258,null,null,null,null,null,null,null,null,null,null,null,null,null,null,null,null,null,"2003-04-01","6-7 am",2003,4,1,6]
["2017-01-07T21:00:00",0,13083,null,null,null,null,null,null,null,null,null,null,null,null,null,null,null,null,null,"2003-05-09","4-5 pm",2003,5,9,16]
["2017-01-07T22:00:00",0,12505,null,null,null,null,null,null,null,null,null,null,null,null,null,null,null,null,null,"2003-06-26","4-5 pm",2003,6,26,16]
["2017-01-07T23:00:00",0,12129,null,null,null,null,null,null,null,null,null,null,null,null,null,null,null,null,null,"2003-07-09","4-5 pm",2003,7,9,16]
["2017-01-08",0,12028,null,null,null,null,null,null,null,null,null,null,null,null,null,null,null,null,null,"2003-08-27","3-4 pm",2003,8,27,15]
["2017-01-08T01:00:00",0,11995,null,null,null,null,null,null,null,null,null,null,null,null,null,null,null,null,null,"2003-09-03","4-5 pm",2003,9,3,16]
["2017-01-08T02:00:00",0,12070,null,null,null,null,null,null,null,null,null,null,null,null,null,null,null,null,null,"2003-10-13","3-4 pm",2003,10,13,15]
["2017-01-08T03:00:00",0,12208,null,null,null,null,null,null,null,null,null,null,null,null,null,null,null,null,null,"2003-11-05","6-7 pm",2003,11,5,18]
["2017-01-08T04:00:00",0,12525,null,null,null,null,null,null,null,null,null,null,null,null,null,null,null,null,null,"2003-12-08","7-8 am",2003,12,8,7]
["2017-01-08T05:00:00",0,13114,null,null,null,null,null,null,null,null,null,null,null,null,null,null,null,null,null,"2002-01-08","7-8 am",2002,1,8,7]
["2017-01-08T06:00:00",0,13761,null,null,null,null,null,null,null,null,null,null,null,null,null,null,null,null,null,"2002-02-05","7-8 am",2002,2,5,7]
["2017-01-08T07:00:00",26.148,13962,null,null,null,null,null,null,null,null,null,null,null,null,null,null,null,null,null,"2002-03-01","7-8 am",2002,3,1,7]
["2017-01-08T08:00:00",264.18099999999998,13756,null,null,null,null,null,null,null,null,null,null,null,null,null,null,null,null,null,"2002-04-18","4-5 pm",2002,4,18,16]
["2017-01-08T09:00:00",348.81099999999998,12619,null,null,null,null,null,null,null,null,null,null,null,null,null,null,null,null,null,"2002-05-09","3-4 pm",2002,5,9,15]
["2017-01-08T10:00:00",359.74,11267,null,null,null,null,null,null,null,null,null,null,null,null,null,null,null,null,null,"2002-06-13","4-5 pm",2002,6,13,16]
["2017-01-08T11:00:00",371.75299999999999,10347,null,null,null,null,null,null,null,null,null,null,null,null,null,null,null,null,null,"2002-07-30","3-4 pm",2002,7,30,15]
["2017-01-08T12:00:00",608.70899999999995,9581,null,null,null,null,null,null,null,null,null,null,null,null,null,null,null,null,null,"2002-08-23","3-4 pm",2002,8,23,15]
["2017-01-08T13:00:00",427.51600000000002,8976,null,null,null,null,null,null,null,null,null,null,null,null,null,null,null,null,null,"2002-09-04","4-5 pm",2002,9,4,16]
["2017-01-08T14:00:00",746.59900000000005,8648,null,null,null,null,null,null,null,null,null,null,null,null,null,null,null,null,null,"2002-10-03","3-4 pm",2002,10,3,15]
["2017-01-08T15:00:00",639.91300000000001,8570,null,null,null,null,null,null,null,null,null,null,null,null,null,null,null,null,null,null,null,1900,1,0,""]
["2017-01-08T16:00:00",470.94,8964,null,null,null,null,null,null,null,null,null,null,null,null,null,null,null,null,null,"2002-12-04","6-7 am",2002,12,4,6]
["2017-01-08T17:00:00",29.143999999999998,10047,null,null,null,null,null,null,null,null,null,null,null,null,null,null,null,null,null,"2001-01-03","7-8 am",2001,1,3,7]
["2017-01-08T18:00:00",0,10912,null,null,null,null,null,null,null,null,null,null,null,null,null,null,null,null,null,"2001-02-22","7-8 am",2001,2,22,7]
["2017-01-08T19:00:00",0,11165,null,null,null,null,null,null,null,null,null,null,null,null,null,null,null,null,null,"2001-03-03","7-8 am",2001,3,3,7]
["2017-01-08T20:00:00",0,11252,null,null,null,null,null,null,null,null,null,null,null,null,null,null,null,null,null,"2001-04-10","4-5 pm",2001,4,10,16]
["2017-01-08T21:00:00",0,11067,null,null,null,null,null,null,null,null,null,null,null,null,null,null,null,null,null,"2001-05-22","4-5 pm",2001,5,22,16]
["2017-01-08T22:00:00",0,10577,null,null,null,null,null,null,null,null,null,null,null,null,null,null,null,null,null,"2001-06-05","2-3 pm",2001,6,5,14]
["2017-01-08T23:00:00",0,10227,null,null,null,null,null,null,null,null,null,null,null,null,null,null,null,null,null,"2001-07-11","3-4 pm",2001,7,11,15]
["2017-01-09",0,10027,null,null,null,null,null,null,null,null,null,null,null,null,null,null,null,null,null,"2001-08-09","3-4 pm",2001,8,9,15]
["2017-01-09T01:00:00",0,10048,null,null,null,null,null,null,null,null,null,null,null,null,null,null,null,null,null,"2001-09-10","3-4 pm",2001,9,10,15]
["2017-01-09T02:00:00",0,10068,null,null,null,null,null,null,null,null,null,null,null,null,null,null,null,null,null,"2001-10-29","6-7 am",2001,10,29,6]
["2017-01-09T03:00:00",0,10196,null,null,null,null,null,null,null,null,null,null,null,null,null,null,null,null,null,"2001-11-13","7-8 am",2001,11,13,7]
["2017-01-09T04:00:00",0,10460,null,null,null,null,null,null,null,null,null,null,null,null,null,null,null,null,null,"2001-12-27","8-9 am",2001,12,27,8]
["2017-01-09T05:00:00",0,11074]
["2017-01-09T06:00:00",0,12003]
["2017-01-09T07:00:00",95.521600000000007,12163]
["2017-01-09T08:00:00",610.52200000000005,11549]
["2017-01-09T09:00:00",792.98599999999999,10557]
["2017-01-09T10:00:00",841.60900000000004,9616]
["2017-01-09T11:00:00",846.91,8894]
["2017-01-09T12:00:00",847.60599999999999,8332]
["2017-01-09T13:00:00",826.02599999999995,7974]
["2017-01-09T14:00:00",800.36400000000003,7728]
["2017-01-09T15:00:00",698.25,7663]
["2017-01-09T16:00:00",508.892,7857]
["2017-01-09T17:00:00",33.163499999999999,8644]
["2017-01-09T18:00:00",0,9185]
["2017-01-09T19:00:00",0,9237]
["2017-01-09T20:00:00",0,9124]
["2017-01-09T21:00:00",0,8721]
["2017-01-09T22:00:00",0,7671]
["2017-01-09T23:00:00",0,7559]
["2017-01-10",0,7202]
["2017-01-10T01:00:00",0,7014]
["2017-01-10T02:00:00",0,6952]
["2017-01-10T03:00:00",0,6990]
["2017-01-10T04:00:00",0,7172]
["2017-01-10T05:00:00",0,7747]
["2017-01-10T06:00:00",0,8626]
["2017-01-10T07:00:00",83.4619,8828]
["2017-01-10T08:00:00",430.21800000000002,8556]
["2017-01-10T09:00:00",544.14499999999998,8360]
["2017-01-10T10:00:00",666.31399999999996,8185]
["2017-01-10T11:00:00",631.93499999999995,7979]
["2017-01-10T12:00:00",790.95399999999995,7757]
["2017-01-10T13:00:00",750.16399999999999,7621]
["2017-01-10T14:00:00",740.26599999999996,7471]
["2017-01-10T15:00:00",639.43899999999996,7456]
["2017-01-10T16:00:00",356.46600000000001,7630]
["2017-01-10T17:00:00",11.2356,8027]
["2017-01-10T18:00:00",0,8108]
["2017-01-10T19:00:00",0,7896]
["2017-01-10T20:00:00",0,7597]
["2017-01-10T21:00:00",0,7313]
["2017-01-10T22:00:00",0,6853]
["2017-01-10T23:00:00",0,6390]
["2017-01-11",0,5944]
["2017-01-11T01:00:00",0,5647]
["2017-01-11T02:00:00",0,5500]
["2017-01-11T03:00:00",0,5408]
["2017-01-11T04:00:00",0,5421]
["2017-01-11T05:00:00",0,5520]
["2017-01-11T06:00:00",0,5716]
["2017-01-11T07:00:00",3.4754999999999998,5943]
["2017-01-11T08:00:00",41.744500000000002,6265]
["2017-01-11T09:00:00",146.21299999999999,6611]
["2017-01-11T10:00:00",321.702,6755]
["2017-01-11T11:00:00",388.17500000000001,6842]
["2017-01-11T12:00:00",465.31099999999998,6769]
["2017-01-11T13:00:00",262.197,6649]
["2017-01-11T14:00:00",294.95600000000002,6381]
["2017-01-11T15:00:00",42.953199999999995,6330]
["2017-01-11T16:00:00",45.041899999999998,6431]
["2017-01-11T17:00:00",1.7962499999999999,6941]
["2017-01-11T18:00:00",0,7064]
["2017-01-11T19:00:00",0,6973]
["2017-01-11T20:00:00",0,6837]
["2017-01-11T21:00:00",0,6586]
["2017-01-11T22:00:00",0,6253]
["2017-01-11T23:00:00",0,5873]
["2017-01-12",0,5550]
["2017-01-12T01:00:00",0,5388]
["2017-01-12T02:00:00",0,5328]
["2017-01-12T03:00:00",0,5358]
["2017-01-12T04:00:00",0,5463]
["2017-01-12T05:00:00",0,5816]
["2017-01-12T06:00:00",0,6235]
["2017-01-12T07:00:00",7.8311299999999999,6738]
["2017-01-12T08:00:00",213.38800000000001,7210]
["2017-01-12T09:00:00",162.80099999999999,7256]
["2017-01-12T10:00:00",289.54000000000002,6940]
["2017-01-12T11:00:00",647.71699999999998,6673]
["2017-01-12T12:00:00",565.46799999999996,6529]
["2017-01-12T13:00:00",434.73599999999999,6352]
["2017-01-12T14:00:00",304.18900000000002,6196]
["2017-01-12T15:00:00",132.90600000000001,6113]
["2017-01-12T16:00:00",155.31299999999999,6308]
["2017-01-12T17:00:00",3.9077299999999999,6987]
["2017-01-12T18:00:00",0,7702]
["2017-01-12T19:00:00",0,7855]
["2017-01-12T20:00:00",0,7971]
["2017-01-12T21:00:00",0,7823]
["2017-01-12T22:00:00",0,7544]
["2017-01-12T23:00:00",0,7244]
["2017-01-13",0,7093]
["2017-01-13T01:00:00",0,7155]
["2017-01-13T02:00:00",0,7278]
["2017-01-13T03:00:00",0,7506]
["2017-01-13T04:00:00",0,7896]
["2017-01-13T05:00:00",0,8720]
["2017-01-13T06:00:00",0,9865]
["2017-01-13T07:00:00",4.2059100000000003,10177]
["2017-01-13T08:00:00",22.771900000000002,9683]
["2017-01-13T09:00:00",74.976900000000001,8784]
["2017-01-13T10:00:00",120.18300000000001,8080]
["2017-01-13T11:00:00",154.40100000000001,7568]
["2017-01-13T12:00:00",165.94900000000001,7214]
["2017-01-13T13:00:00",150.00399999999999,6967]
["2017-01-13T14:00:00",112.03,6808]
["2017-01-13T15:00:00",53.933900000000001,6793]
["2017-01-13T16:00:00",21.0762,6977]
["2017-01-13T17:00:00",1.7893299999999999,7678]
["2017-01-13T18:00:00",0,8182]
["2017-01-13T19:00:00",0,8133]
["2017-01-13T20:00:00",0,8020]
["2017-01-13T21:00:00",0,7627]
["2017-01-13T22:00:00",0,7080]
["2017-01-13T23:00:00",0,6499]
["2017-01-14",0,6085]
["2017-01-14T01:00:00",0,5897]
["2017-01-14T02:00:00",0,5797]
["2017-01-14T03:00:00",0,5788]
["2017-01-14T04:00:00",0,5941]
["2017-01-14T05:00:00",0,6471]
["2017-01-14T06:00:00",0,7411]
["2017-01-14T07:00:00",3.3965700000000001,7749]
["2017-01-14T08:00:00",22.932500000000001,7607]
["2017-01-14T09:00:00",75.568399999999997,7539]
["2017-01-14T10:00:00",318.96899999999999,7582]
["2017-01-14T11:00:00",680.24900000000002,7553]
["2017-01-14T12:00:00",441.23599999999999,7496]
["2017-01-14T13:00:00",523.56600000000003,7416]
["2017-01-14T14:00:00",350.37900000000002,7252]
["2017-01-14T15:00:00",215.21600000000001,7040]
["2017-01-14T16:00:00",102.404,7136]
["2017-01-14T17:00:00",16.858900000000002,7716]
["2017-01-14T18:00:00",0,8394]
["2017-01-14T19:00:00",0,8531]
["2017-01-14T20:00:00",0,8508]
["2017-01-14T21:00:00",0,8253]
["2017-01-14T22:00:00",0,7855]
["2017-01-14T23:00:00",0,7487]
["2017-01-15",0,7233]
["2017-01-15T01:00:00",0,7183]
["2017-01-15T02:00:00",0,7205]
["2017-01-15T03:00:00",0,7320]
["2017-01-15T04:00:00",0,7674]
["2017-01-15T05:00:00",0,8351]
["2017-01-15T06:00:00",0,9416]
["2017-01-15T07:00:00",137.69300000000001,9721]
["2017-01-15T08:00:00",672.15,9324]
["2017-01-15T09:00:00",835.29200000000003,8740]
["2017-01-15T10:00:00",905.32399999999996,8179]
["2017-01-15T11:00:00",863.99300000000005,7654]
["2017-01-15T12:00:00",693.07899999999995,7297]
["2017-01-15T13:00:00",743.44500000000005,7118]
["2017-01-15T14:00:00",850.00599999999997,6991]
["2017-01-15T15:00:00",737.69299999999998,6960]
["2017-01-15T16:00:00",571.10400000000004,7148]
["2017-01-15T17:00:00",69.571799999999996,7783]
["2017-01-15T18:00:00",0,8458]
["2017-01-15T19:00:00",0,8579]
["2017-01-15T20:00:00",0,8547]
["2017-01-15T21:00:00",0,8345]
["2017-01-15T22:00:00",0,7973]
["2017-01-15T23:00:00",0,7547]
["2017-01-16",0,7294]
["2017-01-16T01:00:00",0,7241]
["2017-01-16T02:00:00",0,7277]
["2017-01-16T03:00:00",0,7394]
["2017-01-16T04:00:00",0,7723]
["2017-01-16T05:00:00",0,8422]
["2017-01-16T06:00:00",0,9507]
["2017-01-16T07:00:00",140.87299999999999,9957]
["2017-01-16T08:00:00",683.88599999999997,9803]
["2017-01-16T09:00:00",817.13,9645]
["2017-01-16T10:00:00",848.56799999999998,9448]
["2017-01-16T11:00:00",231.01499999999999,9169]
["2017-01-16T12:00:00",690.17200000000003,8892]
["2017-01-16T13:00:00",450.983,8587]
["2017-01-16T14:00:00",362.38600000000002,8274]
["2017-01-16T15:00:00",256.04700000000003,8138]
["2017-01-16T16:00:00",269.11200000000002,8256]
["2017-01-16T17:00:00",21.4255,9087]
["2017-01-16T18:00:00",0,9896]
["2017-01-16T19:00:00",0,10144]
["2017-01-16T20:00:00",0,10247]
["2017-01-16T21:00:00",0,10092]
["2017-01-16T22:00:00",0,9699]
["2017-01-16T23:00:00",0,9312]
["2017-01-17",0,9106]
["2017-01-17T01:00:00",0,9093]
["2017-01-17T02:00:00",0,9157]
["2017-01-17T03:00:00",0,9231]
["2017-01-17T04:00:00",0,9485]
["2017-01-17T05:00:00",0,10105]
["2017-01-17T06:00:00",0,11058]
["2017-01-17T07:00:00",3.5468999999999999,11336]
["2017-01-17T08:00:00",26.701700000000002,10796]
["2017-01-17T09:00:00",56.649000000000001,9888]
["2017-01-17T10:00:00",133.52099999999999,9043]
["2017-01-17T11:00:00",167.26599999999999,8369]
["2017-01-17T12:00:00",177.44300000000001,7775]
["2017-01-17T13:00:00",161.649,7479]
["2017-01-17T14:00:00",121.205,7275]
["2017-01-17T15:00:00",74.455300000000008,7226]
["2017-01-17T16:00:00",29.382200000000001,7474]
["2017-01-17T17:00:00",2.4754999999999998,8042]
["2017-01-17T18:00:00",0,8479]
["2017-01-17T19:00:00",0,8420]
["2017-01-17T20:00:00",0,8329]
["2017-01-17T21:00:00",0,8095]
["2017-01-17T22:00:00",0,7740]
["2017-01-17T23:00:00",0,7376]
["2017-01-18",0,7013]
["2017-01-18T01:00:00",0,6953]
["2017-01-18T02:00:00",0,7041]
["2017-01-18T03:00:00",0,7216]
["2017-01-18T04:00:00",0,7532]
["2017-01-18T05:00:00",0,7988]
["2017-01-18T06:00:00",0,8574]
["2017-01-18T07:00:00",92.336799999999997,9085]
["2017-01-18T08:00:00",583.08100000000002,9455]
["2017-01-18T09:00:00",513.13199999999995,9498]
["2017-01-18T10:00:00",763.60199999999998,9339]
["2017-01-18T11:00:00",618.12699999999995,9002]
["2017-01-18T12:00:00",767.83199999999999,8667]
["2017-01-18T13:00:00",780.89,8316]
["2017-01-18T14:00:00",747.14800000000002,8106]
["2017-01-18T15:00:00",754.87300000000005,8014]
["2017-01-18T16:00:00",71.479600000000005,8280]
["2017-01-18T17:00:00",70.803399999999996,9161]
["2017-01-18T18:00:00",0,9904]
["2017-01-18T19:00:00",0,10113]
["2017-01-18T20:00:00",0,10199]
["2017-01-18T21:00:00",0,10135]
["2017-01-18T22:00:00",0,9873]
["2017-01-18T23:00:00",0,9457]
["2017-01-19",0,9246]
["2017-01-19T01:00:00",0,9039]
["2017-01-19T02:00:00",0,8936]
["2017-01-19T03:00:00",0,8800]
["2017-01-19T04:00:00",0,8768]
["2017-01-19T05:00:00",0,8835]
["2017-01-19T06:00:00",0,8948]
["2017-01-19T07:00:00",158.959,9201]
["2017-01-19T08:00:00",722.72199999999998,9447]
["2017-01-19T09:00:00",892.70699999999999,9295]
["2017-01-19T10:00:00",935.35799999999995,8659]
["2017-01-19T11:00:00",954.226,8041]
["2017-01-19T12:00:00",945.83600000000001,7560]
["2017-01-19T13:00:00",933.30499999999995,7157]
["2017-01-19T14:00:00",909.51300000000003,6836]
["2017-01-19T15:00:00",837.32899999999995,6670]
["2017-01-19T16:00:00",644.81600000000003,6807]
["2017-01-19T17:00:00",103.97199999999999,7415]
["2017-01-19T18:00:00",0,8106]
["2017-01-19T19:00:00",0,8260]
["2017-01-19T20:00:00",0,8359]
["2017-01-19T21:00:00",0,8259]
["2017-01-19T22:00:00",0,8121]
["2017-01-19T23:00:00",0,7873]
["2017-01-20",0,7665]
["2017-01-20T01:00:00",0,7606]
["2017-01-20T02:00:00",0,7645]
["2017-01-20T03:00:00",0,7790]
["2017-01-20T04:00:00",0,8017]
["2017-01-20T05:00:00",0,8489]
["2017-01-20T06:00:00",0,9189]
["2017-01-20T07:00:00",127.809,9588]
["2017-01-20T08:00:00",452.10899999999998,9519]
["2017-01-20T09:00:00",681.12400000000002,9006]
["2017-01-20T10:00:00",744.38900000000001,8445]
["2017-01-20T11:00:00",821.85299999999995,7913]
["2017-01-20T12:00:00",758.65300000000002,7438]
["2017-01-20T13:00:00",794.07799999999997,7093]
["2017-01-20T14:00:00",764.47400000000005,6822]
["2017-01-20T15:00:00",655.73900000000003,6657]
["2017-01-20T16:00:00",519.72900000000004,6753]
["2017-01-20T17:00:00",73.313999999999993,7337]
["2017-01-20T18:00:00",0,8097]
["2017-01-20T19:00:00",0,8254]
["2017-01-20T20:00:00",0,8167]
["2017-01-20T21:00:00",0,7947]
["2017-01-20T22:00:00",0,7613]
["2017-01-20T23:00:00",0,7281]
["2017-01-21",0,7054]
["2017-01-21T01:00:00",0,7046]
["2017-01-21T02:00:00",0,7129]
["2017-01-21T03:00:00",0,7318]
["2017-01-21T04:00:00",0,7612]
["2017-01-21T05:00:00",0,8349]
["2017-01-21T06:00:00",0,9388]
["2017-01-21T07:00:00",78.874499999999998,9763]
["2017-01-21T08:00:00",552.48500000000001,9408]
["2017-01-21T09:00:00",774.71199999999999,8702]
["2017-01-21T10:00:00",845.53599999999994,8235]
["2017-01-21T11:00:00",881.01199999999994,7742]
["2017-01-21T12:00:00",866.78300000000002,7422]
["2017-01-21T13:00:00",847.44299999999998,7240]
["2017-01-21T14:00:00",806.45299999999997,7184]
["2017-01-21T15:00:00",725.44500000000005,7235]
["2017-01-21T16:00:00",492.73099999999999,7569]
["2017-01-21T17:00:00",48.358199999999997,8344]
["2017-01-21T18:00:00",0,9019]
["2017-01-21T19:00:00",0,9227]
["2017-01-21T20:00:00",0,9327]
["2017-01-21T21:00:00",0,9353]
["2017-01-21T22:00:00",0,9188]
["2017-01-21T23:00:00",0,9044]
["2017-01-22",0,9045]
["2017-01-22T01:00:00",0,9204]
["2017-01-22T02:00:00",0,9384]
["2017-01-22T03:00:00",0,9588]
["2017-01-22T04:00:00",0,9956]
["2017-01-22T05:00:00",0,10594]
["2017-01-22T06:00:00",0,11429]
["2017-01-22T07:00:00",82.9405,12052]
["2017-01-22T08:00:00",553.52700000000004,12135]
["2017-01-22T09:00:00",759.78499999999997,11793]
["2017-01-22T10:00:00",831.20500000000004,11286]
["2017-01-22T11:00:00",828.51599999999996,10817]
["2017-01-22T12:00:00",832.51900000000001,10370]
["2017-01-22T13:00:00",816.36300000000006,9925]
["2017-01-22T14:00:00",773.70399999999995,9596]
["2017-01-22T15:00:00",705.79399999999998,9448]
["2017-01-22T16:00:00",484.21100000000001,9773]
["2017-01-22T17:00:00",53.851199999999999,10781]
["2017-01-22T18:00:00",0,11722]
["2017-01-22T19:00:00",0,11984]
["2017-01-22T20:00:00",0,12099]
["2017-01-22T21:00:00",0,11950]
["2017-01-22T22:00:00",0,11608]
["2017-01-22T23:00:00",0,11281]
["2017-01-23",0,11202]
["2017-01-23T01:00:00",0,11295]
["2017-01-23T02:00:00",0,11450]
["2017-01-23T03:00:00",0,11681]
["2017-01-23T04:00:00",0,11975]
["2017-01-23T05:00:00",0,12597]
["2017-01-23T06:00:00",0,13509]
["2017-01-23T07:00:00",128.83000000000001,13669]
["2017-01-23T08:00:00",605.85,13105]
["2017-01-23T09:00:00",783.23099999999999,12106]
["2017-01-23T10:00:00",583.697,11204]
["2017-01-23T11:00:00",788.47699999999998,10454]
["2017-01-23T12:00:00",682.55499999999995,9831]
["2017-01-23T13:00:00",763.72400000000005,9367]
["2017-01-23T14:00:00",711.154,9070]
["2017-01-23T15:00:00",215.24100000000001,9013]
["2017-01-23T16:00:00",241.77199999999999,9395]
["2017-01-23T17:00:00",76.138300000000001,10292]
["2017-01-23T18:00:00",0,11108]
["2017-01-23T19:00:00",0,11411]
["2017-01-23T20:00:00",0,11559]
["2017-01-23T21:00:00",0,11427]
["2017-01-23T22:00:00",0,11006]
["2017-01-23T23:00:00",0,10698]
["2017-01-24",0,10633]
["2017-01-24T01:00:00",0,10797]
["2017-01-24T02:00:00",0,11086]
["2017-01-24T03:00:00",0,11377]
["2017-01-24T04:00:00",0,11877]
["2017-01-24T05:00:00",0,12705]
["2017-01-24T06:00:00",0,13723]
["2017-01-24T07:00:00",66.396100000000004,14074]
["2017-01-24T08:00:00",98.159600000000012,14068]
["2017-01-24T09:00:00",673.28899999999999,13647]
["2017-01-24T10:00:00",726.83399999999995,13032]
["2017-01-24T11:00:00",676.83900000000006,12283]
["2017-01-24T12:00:00",173.577,11554]
["2017-01-24T13:00:00",493.64499999999998,11014]
["2017-01-24T14:00:00",213.863,10584]
["2017-01-24T15:00:00",91.879600000000011,10420]
["2017-01-24T16:00:00",110.556,10779]
["2017-01-24T17:00:00",14.5259,11669]
["2017-01-24T18:00:00",0,12656]
["2017-01-24T19:00:00",0,13021]
["2017-01-24T20:00:00",0,13217]
["2017-01-24T21:00:00",0,13234]
["2017-01-24T22:00:00",0,12992]
["2017-01-24T23:00:00",0,12662]
["2017-01-25",0,12544]
["2017-01-25T01:00:00",0,12522]
["2017-01-25T02:00:00",0,12630]
["2017-01-25T03:00:00",0,12675]
["2017-01-25T04:00:00",0,12797]
["2017-01-25T05:00:00",0,12996]
["2017-01-25T06:00:00",0,13226]
["2017-01-25T07:00:00",53.3703,13245]
["2017-01-25T08:00:00",334.524,13074]
["2017-01-25T09:00:00",614.33100000000002,12639]
["2017-01-25T10:00:00",638.81299999999999,12126]
["2017-01-25T11:00:00",741.69799999999998,11571]
["2017-01-25T12:00:00",678.375,10976]
["2017-01-25T13:00:00",742.399,10421]
["2017-01-25T14:00:00",609.85599999999999,10005]
["2017-01-25T15:00:00",376.68200000000002,9769]
["2017-01-25T16:00:00",117.215,9699]
["2017-01-25T17:00:00",5.6953000000000005,9928]
["2017-01-25T18:00:00",0,10258]
["2017-01-25T19:00:00",0,10098]
["2017-01-25T20:00:00",0,9982]
["2017-01-25T21:00:00",0,9728]
["2017-01-25T22:00:00",0,9374]
["2017-01-25T23:00:00",0,9025]
["2017-01-26",0,8767]
["2017-01-26T01:00:00",0,8667]
["2017-01-26T02:00:00",0,8683]
["2017-01-26T03:00:00",0,8823]
["2017-01-26T04:00:00",0,9035]
["2017-01-26T05:00:00",0,9453]
["2017-01-26T06:00:00",0,10001]
["2017-01-26T07:00:00",55.5396,10525]
["2017-01-26T08:00:00",242.678,10581]
["2017-01-26T09:00:00",276.94299999999998,9810]
["2017-01-26T10:00:00",590.69799999999998,8894]
["2017-01-26T11:00:00",539.84699999999998,8176]
["2017-01-26T12:00:00",641.52499999999998,7734]
["2017-01-26T13:00:00",559.48599999999999,7442]
["2017-01-26T14:00:00",132.23500000000001,7262]
["2017-01-26T15:00:00",89.537999999999997,7223]
["2017-01-26T16:00:00",43.7166,7471]
["2017-01-26T17:00:00",33.5197,8202]
["2017-01-26T18:00:00",0,8864]
["2017-01-26T19:00:00",0,8949]
["2017-01-26T20:00:00",0,8875]
["2017-01-26T21:00:00",0,8560]
["2017-01-26T22:00:00",0,8080]
["2017-01-26T23:00:00",0,7656]
["2017-01-27",0,7371]
["2017-01-27T01:00:00",0,7219]
["2017-01-27T02:00:00",0,7170]
["2017-01-27T03:00:00",0,7259]
["2017-01-27T04:00:00",0,7434]
["2017-01-27T05:00:00",0,8013]
["2017-01-27T06:00:00",0,8906]
["2017-01-27T07:00:00",12.9457,9208]
["2017-01-27T08:00:00",129.892,8865]
["2017-01-27T09:00:00",328.53699999999998,8368]
["2017-01-27T10:00:00",462.47800000000001,7976]
["2017-01-27T11:00:00",550.78800000000001,7572]
["2017-01-27T12:00:00",709.58799999999997,7224]
["2017-01-27T13:00:00",537.43899999999996,6955]
["2017-01-27T14:00:00",381.69200000000001,6762]
["2017-01-27T15:00:00",276.02999999999997,6648]
["2017-01-27T16:00:00",107.55,6743]
["2017-01-27T17:00:00",9.6742500000000007,7302]
["2017-01-27T18:00:00",0,8046]
["2017-01-27T19:00:00",0,8235]
["2017-01-27T20:00:00",0,8262]
["2017-01-27T21:00:00",0,8180]
["2017-01-27T22:00:00",0,7941]
["2017-01-27T23:00:00",0,7663]
["2017-01-28",0,7594]
["2017-01-28T01:00:00",0,7668]
["2017-01-28T02:00:00",0,7939]
["2017-01-28T03:00:00",0,8270]
["2017-01-28T04:00:00",0,8729]
["2017-01-28T05:00:00",0,9560]
["2017-01-28T06:00:00",0,10539]
["2017-01-28T07:00:00",4.9078999999999997,11103]
["2017-01-28T08:00:00",27.497599999999998,11277]
["2017-01-28T09:00:00",86.562899999999999,11436]
["2017-01-28T10:00:00",131.30199999999999,11440]
["2017-01-28T11:00:00",262.00799999999998,11306]
["2017-01-28T12:00:00",322.06900000000002,11040]
["2017-01-28T13:00:00",342.51499999999999,10929]
["2017-01-28T14:00:00",265.29000000000002,11000]
["2017-01-28T15:00:00",147.20099999999999,11125]
["2017-01-28T16:00:00",146.53800000000001,11452]
["2017-01-28T17:00:00",5.61965,12113]
["2017-01-28T18:00:00",0,12542]
["2017-01-28T19:00:00",0,12544]
["2017-01-28T20:00:00",0,12438]
["2017-01-28T21:00:00",0,12203]
["2017-01-28T22:00:00",0,11902]
["2017-01-28T23:00:00",0,11671]
["2017-01-29",0,11574]
["2017-01-29T01:00:00",0,11598]
["2017-01-29T02:00:00",0,11652]
["2017-01-29T03:00:00",0,11765]
["2017-01-29T04:00:00",0,11970]
["2017-01-29T05:00:00",0,12268]
["2017-01-29T06:00:00",0,12657]
["2017-01-29T07:00:00",8.2114200000000004,12894]
["2017-01-29T08:00:00",51.499000000000002,13031]
["2017-01-29T09:00:00",99.9,13037]
["2017-01-29T10:00:00",122.65300000000001,12789]
["2017-01-29T11:00:00",159.65799999999999,12316]
["2017-01-29T12:00:00",173.26599999999999,11906]
["2017-01-29T13:00:00",200.94300000000001,11371]
["2017-01-29T14:00:00",120.602,11104]
["2017-01-29T15:00:00",74.043000000000006,11189]
["2017-01-29T16:00:00",51.2575,11407]
["2017-01-29T17:00:00",9.1231299999999997,11914]
["2017-01-29T18:00:00",0,12323]
["2017-01-29T19:00:00",0,12194]
["2017-01-29T20:00:00",0,11973]
["2017-01-29T21:00:00",0,11705]
["2017-01-29T22:00:00",0,11433]
["2017-01-29T23:00:00",0,11360]
["2017-01-30",0,11517]
["2017-01-30T01:00:00",0,11803]
["2017-01-30T02:00:00",0,12082]
["2017-01-30T03:00:00",0,12388]
["2017-01-30T04:00:00",0,12755]
["2017-01-30T05:00:00",0,13250]
["2017-01-30T06:00:00",0,13801]
["2017-01-30T07:00:00",9.3418600000000005,14064]
["2017-01-30T08:00:00",33.306100000000001,14141]
["2017-01-30T09:00:00",65.579800000000006,13677]
["2017-01-30T10:00:00",106.069,12822]
["2017-01-30T11:00:00",139.52600000000001,11999]
["2017-01-30T12:00:00",151.81800000000001,11296]
["2017-01-30T13:00:00",139.20099999999999,10695]
["2017-01-30T14:00:00",105.099,10197]
["2017-01-30T15:00:00",64.052999999999997,9991]
["2017-01-30T16:00:00",27.6113,10157]
["2017-01-30T17:00:00",6.8693500000000007,10802]
["2017-01-30T18:00:00",0,11581]
["2017-01-30T19:00:00",0,11625]
["2017-01-30T20:00:00",0,11441]
["2017-01-30T21:00:00",0,11106]
["2017-01-30T22:00:00",0,10663]
["2017-01-30T23:00:00",0,10160]
["2017-01-31",0,9965]
["2017-01-31T01:00:00",0,9947]
["2017-01-31T02:00:00",0,10102]
["2017-01-31T03:00:00",0,10305]
["2017-01-31T04:00:00",0,10658]
["2017-01-31T05:00:00",0,11226]
["2017-01-31T06:00:00",0,11978]
["2017-01-31T07:00:00",6.9328500000000002,12471]
["2017-01-31T08:00:00",35.626199999999997,12226]
["2017-01-31T09:00:00",74.711699999999993,11230]
["2017-01-31T10:00:00",116.967,10271]
["2017-01-31T11:00:00",180.91399999999999,9491]
["2017-01-31T12:00:00",194.608,8844]
["2017-01-31T13:00:00",178.124,8349]
["2017-01-31T14:00:00",139.32,7929]
["2017-01-31T15:00:00",89.06819999999999,7677]
["2017-01-31T16:00:00",41.378300000000003,7709]
["2017-01-31T17:00:00",30.425599999999999,8285]
["2017-01-31T18:00:00",0,9217]
["2017-01-31T19:00:00",0,9539]
["2017-01-31T20:00:00",0,9727]
["2017-01-31T21:00:00",0,9771]
["2017-01-31T22:00:00",0,9665]
["2017-01-31T23:00:00",0,9464]
["2017-02-01",0,9344]
["2017-02-01T01:00:00",0,9383]
["2017-02-01T02:00:00",0,9483]
["2017-02-01T03:00:00",0,9672]
["2017-02-01T04:00:00",0,9864]
["2017-02-01T05:00:00",0,10238]
["2017-02-01T06:00:00",0,10695]
["2017-02-01T07:00:00",8.7056500000000003,10955]
["2017-02-01T08:00:00",60.497099999999996,10784]
["2017-02-01T09:00:00",109.968,9995]
["2017-02-01T10:00:00",157.82599999999999,9244]
["2017-02-01T11:00:00",195.44800000000001,8633]
["2017-02-01T12:00:00",210.63800000000001,8170]
["2017-02-01T13:00:00",194.423,7945]
["2017-02-01T14:00:00",155.327,7868]
["2017-02-01T15:00:00",108.71599999999999,7849]
["2017-02-01T16:00:00",58.010800000000003,8041]
["2017-02-01T17:00:00",7.7948999999999993,8446]
["2017-02-01T18:00:00",0,8822]
["2017-02-01T19:00:00",0,8722]
["2017-02-01T20:00:00",0,8554]
["2017-02-01T21:00:00",0,8318]
["2017-02-01T22:00:00",0,7926]
["2017-02-01T23:00:00",0,7495]
["2017-02-02",0,7218]
["2017-02-02T01:00:00",0,6954]
["2017-02-02T02:00:00",0,6845]
["2017-02-02T03:00:00",0,6843]
["2017-02-02T04:00:00",0,6844]
["2017-02-02T05:00:00",0,7030]
["2017-02-02T06:00:00",0,7293]
["2017-02-02T07:00:00",6.1012899999999997,7615]
["2017-02-02T08:00:00",32.3735,8017]
["2017-02-02T09:00:00",63.965699999999998,8028]
["2017-02-02T10:00:00",99.569399999999987,7612]
["2017-02-02T11:00:00",128.197,7144]
["2017-02-02T12:00:00",138.82499999999999,6837]
["2017-02-02T13:00:00",128.19200000000001,6563]
["2017-02-02T14:00:00",99.334800000000001,6422]
["2017-02-02T15:00:00",62.880499999999998,6305]
["2017-02-02T16:00:00",31.363099999999999,6370]
["2017-02-02T17:00:00",6.0668899999999999,6730]
["2017-02-02T18:00:00",0,7243]
["2017-02-02T19:00:00",0,7129]
["2017-02-02T20:00:00",0,7071]
["2017-02-02T21:00:00",0,6929]
["2017-02-02T22:00:00",0,6790]
["2017-02-02T23:00:00",0,6386]
["2017-02-03",0,6002]
["2017-02-03T01:00:00",0,5846]
["2017-02-03T02:00:00",0,5811]
["2017-02-03T03:00:00",0,5824]
["2017-02-03T04:00:00",0,5999]
["2017-02-03T05:00:00",0,6533]
["2017-02-03T06:00:00",0,7378]
["2017-02-03T07:00:00",7.0887399999999996,7622]
["2017-02-03T08:00:00",41.066900000000004,7329]
["2017-02-03T09:00:00",83.000399999999999,7163]
["2017-02-03T10:00:00",126.73,7114]
["2017-02-03T11:00:00",160.31100000000001,7043]
["2017-02-03T12:00:00",173.72900000000001,6964]
["2017-02-03T13:00:00",193.32300000000001,6828]
["2017-02-03T14:00:00",125.2,6818]
["2017-02-03T15:00:00",81.542600000000007,6788]
["2017-02-03T16:00:00",40.375900000000001,6905]
["2017-02-03T17:00:00",7.0993399999999998,7358]
["2017-02-03T18:00:00",0,8054]
["2017-02-03T19:00:00",0,8206]
["2017-02-03T20:00:00",0,8137]
["2017-02-03T21:00:00",0,7932]
["2017-02-03T22:00:00",0,7497]
["2017-02-03T23:00:00",0,7040]
["2017-02-04",0,6783]
["2017-02-04T01:00:00",0,6760]
["2017-02-04T02:00:00",0,6781]
["2017-02-04T03:00:00",0,6896]
["2017-02-04T04:00:00",0,7170]
["2017-02-04T05:00:00",0,7864]
["2017-02-04T06:00:00",0,8964]
["2017-02-04T07:00:00",150.494,9285]
["2017-02-04T08:00:00",553.09500000000003,9174]
["2017-02-04T09:00:00",169.364,9200]
["2017-02-04T10:00:00",392.99799999999999,9196]
["2017-02-04T11:00:00",194.03899999999999,9113]
["2017-02-04T12:00:00",209.631,9038]
["2017-02-04T13:00:00",193.80500000000001,8999]
["2017-02-04T14:00:00",151.959,8976]
["2017-02-04T15:00:00",439.87599999999998,9039]
["2017-02-04T16:00:00",142.87100000000001,9254]
["2017-02-04T17:00:00",17.184699999999999,9702]
["2017-02-04T18:00:00",0,10047]
["2017-02-04T19:00:00",0,9936]
["2017-02-04T20:00:00",0,9686]
["2017-02-04T21:00:00",0,9234]
["2017-02-04T22:00:00",0,8593]
["2017-02-04T23:00:00",0,8003]
["2017-02-05",0,7582]
["2017-02-05T01:00:00",0,7385]
["2017-02-05T02:00:00",0,7301]
["2017-02-05T03:00:00",0,7318]
["2017-02-05T04:00:00",0,7528]
["2017-02-05T05:00:00",0,8077]
["2017-02-05T06:00:00",0,9001]
["2017-02-05T07:00:00",234.548,9217]
["2017-02-05T08:00:00",783.20899999999995,8954]
["2017-02-05T09:00:00",933.70100000000002,8791]
["2017-02-05T10:00:00",948.01800000000003,8592]
["2017-02-05T11:00:00",967.726,8335]
["2017-02-05T12:00:00",910.11199999999997,8032]
["2017-02-05T13:00:00",841.226,7798]
["2017-02-05T14:00:00",867.44399999999996,7576]
["2017-02-05T15:00:00",612.09500000000003,7361]
["2017-02-05T16:00:00",169.50299999999999,7314]
["2017-02-05T17:00:00",27.6877,7689]
["2017-02-05T18:00:00",0,8417]
["2017-02-05T19:00:00",0,8466]
["2017-02-05T20:00:00",0,8389]
["2017-02-05T21:00:00",0,8115]
["2017-02-05T22:00:00",0,7677]
["2017-02-05T23:00:00",0,7230]
["2017-02-06",0,6998]
["2017-02-06T01:00:00",0,6976]
["2017-02-06T02:00:00",0,7108]
["2017-02-06T03:00:00",0,7326]
["2017-02-06T04:00:00",0,7749]
["2017-02-06T05:00:00",0,8546]
["2017-02-06T06:00:00",0,9729]
["2017-02-06T07:00:00",221.91399999999999,10124]
["2017-02-06T08:00:00",718.48099999999999,9941]
["2017-02-06T09:00:00",879.63699999999994,9604]
["2017-02-06T10:00:00",948.48,9254]
["2017-02-06T11:00:00",975.48099999999999,8856]
["2017-02-06T12:00:00",936.71900000000005,8479]
["2017-02-06T13:00:00",944.827,8180]
["2017-02-06T14:00:00",911.28,8038]
["2017-02-06T15:00:00",854.39200000000005,8064]
["2017-02-06T16:00:00",688.33,8372]
["2017-02-06T17:00:00",209.22499999999999,9077]
["2017-02-06T18:00:00",0,9805]
["2017-02-06T19:00:00",0,9852]
["2017-02-06T20:00:00",0,9773]
["2017-02-06T21:00:00",0,9430]
["2017-02-06T22:00:00",0,8943]
["2017-02-06T23:00:00",0,8405]
["2017-02-07",0,8132]
["2017-02-07T01:00:00",0,8212]
["2017-02-07T02:00:00",0,8198]
["2017-02-07T03:00:00",0,8507]
["2017-02-07T04:00:00",0,8938]
["2017-02-07T05:00:00",0,9713]
["2017-02-07T06:00:00",0,10789]
["2017-02-07T07:00:00",167.72300000000001,11031]
["2017-02-07T08:00:00",383.45699999999999,10614]
["2017-02-07T09:00:00",190.316,9832]
["2017-02-07T10:00:00",300.863,9063]
["2017-02-07T11:00:00",554.72199999999998,8396]
["2017-02-07T12:00:00",299.02,7911]
["2017-02-07T13:00:00",305.565,7527]
["2017-02-07T14:00:00",314.51799999999997,7229]
["2017-02-07T15:00:00",229.50399999999999,7159]
["2017-02-07T16:00:00",115.398,7268]
["2017-02-07T17:00:00",115.375,7795]
["2017-02-07T18:00:00",0,8682]
["2017-02-07T19:00:00",0,8889]
["2017-02-07T20:00:00",0,8998]
["2017-02-07T21:00:00",0,8956]
["2017-02-07T22:00:00",0,8752]
["2017-02-07T23:00:00",0,8440]
["2017-02-08",0,8252]
["2017-02-08T01:00:00",0,8169]
["2017-02-08T02:00:00",0,8148]
["2017-02-08T03:00:00",0,8164]
["2017-02-08T04:00:00",0,8251]
["2017-02-08T05:00:00",0,8440]
["2017-02-08T06:00:00",0,8751]
["2017-02-08T07:00:00",11.8996,9062]
["2017-02-08T08:00:00",65.271900000000002,9388]
["2017-02-08T09:00:00",198.089,9513]
["2017-02-08T10:00:00",222.24100000000001,9469]
["2017-02-08T11:00:00",195.863,9267]
["2017-02-08T12:00:00",417.52,8803]
["2017-02-08T13:00:00",762.16099999999994,8156]
["2017-02-08T14:00:00",298.18099999999998,7651]
["2017-02-08T15:00:00",143.97800000000001,7293]
["2017-02-08T16:00:00",336.29500000000002,7293]
["2017-02-08T17:00:00",11.4361,7749]
["2017-02-08T18:00:00",0,8616]
["2017-02-08T19:00:00",0,8865]
["2017-02-08T20:00:00",0,9005]
["2017-02-08T21:00:00",0,9025]
["2017-02-08T22:00:00",0,8900]
["2017-02-08T23:00:00",0,8754]
["2017-02-09",0,8510]
["2017-02-09T01:00:00",0,8517]
["2017-02-09T02:00:00",0,8645]
["2017-02-09T03:00:00",0,8842]
["2017-02-09T04:00:00",0,9101]
["2017-02-09T05:00:00",0,9367]
["2017-02-09T06:00:00",0,9682]
["2017-02-09T07:00:00",78.053699999999992,9947]
["2017-02-09T08:00:00",626.01199999999994,10128]
["2017-02-09T09:00:00",722.94399999999996,9697]
["2017-02-09T10:00:00",841.62300000000005,8970]
["2017-02-09T11:00:00",803.91099999999994,8269]
["2017-02-09T12:00:00",765.05399999999997,7792]
["2017-02-09T13:00:00",293.60399999999998,7370]
["2017-02-09T14:00:00",824.23299999999995,7064]
["2017-02-09T15:00:00",706.20600000000002,6762]
["2017-02-09T16:00:00",629.90200000000004,6709]
["2017-02-09T17:00:00",175.977,7219]
["2017-02-09T18:00:00",0,8091]
["2017-02-09T19:00:00",0,8306]
["2017-02-09T20:00:00",0,8291]
["2017-02-09T21:00:00",0,7966]
["2017-02-09T22:00:00",0,7522]
["2017-02-09T23:00:00",0,7096]
["2017-02-10",0,6870]
["2017-02-10T01:00:00",0,6821]
["2017-02-10T02:00:00",0,6990]
["2017-02-10T03:00:00",0,7195]
["2017-02-10T04:00:00",0,7592]
["2017-02-10T05:00:00",0,8311]
["2017-02-10T06:00:00",0,9369]
["2017-02-10T07:00:00",195.71700000000001,9634]
["2017-02-10T08:00:00",449.42399999999998,9349]
["2017-02-10T09:00:00",704.67399999999998,9106]
["2017-02-10T10:00:00",606.61599999999999,8880]
["2017-02-10T11:00:00",831.46100000000001,8579]
["2017-02-10T12:00:00",824.34900000000005,8363]
["2017-02-10T13:00:00",817.88,8342]
["2017-02-10T14:00:00",791.38599999999997,8282]
["2017-02-10T15:00:00",704.96299999999997,8412]
["2017-02-10T16:00:00",645.55899999999997,8711]
["2017-02-10T17:00:00",196.44900000000001,9268]
["2017-02-10T18:00:00",0,9946]
["2017-02-10T19:00:00",0,10003]
["2017-02-10T20:00:00",0,9926]
["2017-02-10T21:00:00",0,9595]
["2017-02-10T22:00:00",0,9099]
["2017-02-10T23:00:00",0,8578]
["2017-02-11",0,8305]
["2017-02-11T01:00:00",0,8229]
["2017-02-11T02:00:00",0,8300]
["2017-02-11T03:00:00",0,8460]
["2017-02-11T04:00:00",0,8820]
["2017-02-11T05:00:00",0,9537]
["2017-02-11T06:00:00",0,10543]
["2017-02-11T07:00:00",96.447999999999993,10980]
["2017-02-11T08:00:00",100.116,11063]
["2017-02-11T09:00:00",619.09799999999996,11087]
["2017-02-11T10:00:00",756.49699999999996,11151]
["2017-02-11T11:00:00",315.68099999999998,11239]
["2017-02-11T12:00:00",252.81100000000001,11291]
["2017-02-11T13:00:00",176.60900000000001,11324]
["2017-02-11T14:00:00",751.952,11257]
["2017-02-11T15:00:00",613.60500000000002,11276]
["2017-02-11T16:00:00",475.41699999999997,11380]
["2017-02-11T17:00:00",93.013100000000009,11571]
["2017-02-11T18:00:00",0,11879]
["2017-02-11T19:00:00",0,11770]
["2017-02-11T20:00:00",0,11627]
["2017-02-11T21:00:00",0,11237]
["2017-02-11T22:00:00",0,10698]
["2017-02-11T23:00:00",0,10233]
["2017-02-12",0,9997]
["2017-02-12T01:00:00",0,9942]
["2017-02-12T02:00:00",0,10005]
["2017-02-12T03:00:00",0,10079]
["2017-02-12T04:00:00",0,10346]
["2017-02-12T05:00:00",0,10793]
["2017-02-12T06:00:00",0,11308]
["2017-02-12T07:00:00",265.19799999999998,11627]
["2017-02-12T08:00:00",451.27199999999999,11813]
["2017-02-12T09:00:00",242.97800000000001,12024]
["2017-02-12T10:00:00",535.14700000000005,12053]
["2017-02-12T11:00:00",849.93100000000004,11971]
["2017-02-12T12:00:00",234.78200000000001,11968]
["2017-02-12T13:00:00",475.11,11866]
["2017-02-12T14:00:00",289.25,11792]
["2017-02-12T15:00:00",248.96799999999999,11615]
["2017-02-12T16:00:00",123.937,11636]
["2017-02-12T17:00:00",152.32499999999999,11823]
["2017-02-12T18:00:00",0,11900]
["2017-02-12T19:00:00",0,11595]
["2017-02-12T20:00:00",0,10993]
["2017-02-12T21:00:00",0,10387]
["2017-02-12T22:00:00",0,9742]
["2017-02-12T23:00:00",0,9132]
["2017-02-13",0,8703]
["2017-02-13T01:00:00",0,8523]
["2017-02-13T02:00:00",0,8418]
["2017-02-13T03:00:00",0,8349]
["2017-02-13T04:00:00",0,8432]
["2017-02-13T05:00:00",0,8707]
["2017-02-13T06:00:00",0,9076]
["2017-02-13T07:00:00",175.15199999999999,9305]
["2017-02-13T08:00:00",646.40899999999999,9571]
["2017-02-13T09:00:00",839.95799999999997,9762]
["2017-02-13T10:00:00",825.70399999999995,9749]
["2017-02-13T11:00:00",845.06799999999998,9704]
["2017-02-13T12:00:00",806.25099999999998,9660]
["2017-02-13T13:00:00",893.15800000000002,9553]
["2017-02-13T14:00:00",863.13599999999997,9515]
["2017-02-13T15:00:00",634.97500000000002,9592]
["2017-02-13T16:00:00",126.413,9848]
["2017-02-13T17:00:00",28.995000000000001,10208]
["2017-02-13T18:00:00",0,10691]
["2017-02-13T19:00:00",0,10576]
["2017-02-13T20:00:00",0,10286]
["2017-02-13T21:00:00",0,9881]
["2017-02-13T22:00:00",0,9383]
["2017-02-13T23:00:00",0,8962]
["2017-02-14",0,8709]
["2017-02-14T01:00:00",0,8662]
["2017-02-14T02:00:00",0,8684]
["2017-02-14T03:00:00",0,8813]
["2017-02-14T04:00:00",0,9058]
["2017-02-14T05:00:00",0,9550]
["2017-02-14T06:00:00",0,10191]
["2017-02-14T07:00:00",15.134799999999998,10463]
["2017-02-14T08:00:00",51.4878,10244]
["2017-02-14T09:00:00",133.077,9588]
["2017-02-14T10:00:00",194.39599999999999,8963]
["2017-02-14T11:00:00",191.048,8372]
["2017-02-14T12:00:00",206.03899999999999,7957]
["2017-02-14T13:00:00",189.37100000000001,7566]
["2017-02-14T14:00:00",148.79,7280]
["2017-02-14T15:00:00",459.27600000000001,7149]
["2017-02-14T16:00:00",491.91800000000001,7214]
["2017-02-14T17:00:00",146.51499999999999,7591]
["2017-02-14T18:00:00",0,8502]
["2017-02-14T19:00:00",0,8610]
["2017-02-14T20:00:00",0,8591]
["2017-02-14T21:00:00",0,8467]
["2017-02-14T22:00:00",0,8138]
["2017-02-14T23:00:00",0,7752]
["2017-02-15",0,7428]
["2017-02-15T01:00:00",0,7304]
["2017-02-15T02:00:00",0,7094]
["2017-02-15T03:00:00",0,7086]
["2017-02-15T04:00:00",0,7108]
["2017-02-15T05:00:00",0,7380]
["2017-02-15T06:00:00",0,7735]
["2017-02-15T07:00:00",13.475200000000001,8074]
["2017-02-15T08:00:00",63.828900000000004,8450]
["2017-02-15T09:00:00",408.16699999999997,8745]
["2017-02-15T10:00:00",841.49199999999996,8846]
["2017-02-15T11:00:00",757.68100000000004,8756]
["2017-02-15T12:00:00",832.17100000000005,8513]
["2017-02-15T13:00:00",840.03700000000003,8246]
["2017-02-15T14:00:00",495.76799999999997,7969]
["2017-02-15T15:00:00",658.56799999999998,7728]
["2017-02-15T16:00:00",263.59800000000001,7842]
["2017-02-15T17:00:00",54.202400000000004,8306]
["2017-02-15T18:00:00",0,9153]
["2017-02-15T19:00:00",0,9453]
["2017-02-15T20:00:00",0,9572]
["2017-02-15T21:00:00",0,9506]
["2017-02-15T22:00:00",0,9284]
["2017-02-15T23:00:00",0,8986]
["2017-02-16",0,8755]
["2017-02-16T01:00:00",0,8655]
["2017-02-16T02:00:00",0,8646]
["2017-02-16T03:00:00",0,8634]
["2017-02-16T04:00:00",0,8696]
["2017-02-16T05:00:00",0,8806]
["2017-02-16T06:00:00",0,9135]
["2017-02-16T07:00:00",12.0501,9453]
["2017-02-16T08:00:00",59.391400000000004,9687]
["2017-02-16T09:00:00",102.256,9376]
["2017-02-16T10:00:00",145.053,8577]
["2017-02-16T11:00:00",179.37299999999999,7915]
["2017-02-16T12:00:00",232.17400000000001,7423]
["2017-02-16T13:00:00",216.81700000000001,7036]
["2017-02-16T14:00:00",120.09699999999999,6714]
["2017-02-16T15:00:00",126.983,6580]
["2017-02-16T16:00:00",75.824300000000008,6625]
["2017-02-16T17:00:00",17.4468,7051]
["2017-02-16T18:00:00",0,8043]
["2017-02-16T19:00:00",0,8507]
["2017-02-16T20:00:00",0,8663]
["2017-02-16T21:00:00",0,8593]
["2017-02-16T22:00:00",0,8370]
["2017-02-16T23:00:00",0,8133]
["2017-02-17",0,8005]
["2017-02-17T01:00:00",0,8027]
["2017-02-17T02:00:00",0,8171]
["2017-02-17T03:00:00",0,8357]
["2017-02-17T04:00:00",0,8706]
["2017-02-17T05:00:00",0,9416]
["2017-02-17T06:00:00",0,10426]
["2017-02-17T07:00:00",145.16,10723]
["2017-02-17T08:00:00",685.56100000000004,10239]
["2017-02-17T09:00:00",602.30899999999997,9670]
["2017-02-17T10:00:00",832.16899999999998,9135]
["2017-02-17T11:00:00",838.15800000000002,8588]
["2017-02-17T12:00:00",874.08199999999999,8197]
["2017-02-17T13:00:00",966.00300000000004,7888]
["2017-02-17T14:00:00",838.07399999999996,7646]
["2017-02-17T15:00:00",673.029,7596]
["2017-02-17T16:00:00",573.86599999999999,7802]
["2017-02-17T17:00:00",77.014899999999997,8367]
["2017-02-17T18:00:00",0,9369]
["2017-02-17T19:00:00",0,9673]
["2017-02-17T20:00:00",0,9658]
["2017-02-17T21:00:00",0,9344]
["2017-02-17T22:00:00",0,8825]
["2017-02-17T23:00:00",0,8184]
["2017-02-18",0,7837]
["2017-02-18T01:00:00",0,7674]
["2017-02-18T02:00:00",0,7571]
["2017-02-18T03:00:00",0,7622]
["2017-02-18T04:00:00",0,7872]
["2017-02-18T05:00:00",0,8572]
["2017-02-18T06:00:00",0,9661]
["2017-02-18T07:00:00",319.35599999999999,9870]
["2017-02-18T08:00:00",795.25699999999995,9279]
["2017-02-18T09:00:00",939.98500000000001,8475]
["2017-02-18T10:00:00",874.49800000000005,7874]
["2017-02-18T11:00:00",444.52199999999999,7330]
["2017-02-18T12:00:00",424.16399999999999,6997]
["2017-02-18T13:00:00",452.428,6756]
["2017-02-18T14:00:00",422.83600000000001,6544]
["2017-02-18T15:00:00",256.09300000000002,6414]
["2017-02-18T16:00:00",483.53699999999998,6462]
["2017-02-18T17:00:00",244.90799999999999,6689]
["2017-02-18T18:00:00",0,7514]
["2017-02-18T19:00:00",0,7845]
["2017-02-18T20:00:00",0,7907]
["2017-02-18T21:00:00",0,7704]
["2017-02-18T22:00:00",0,7316]
["2017-02-18T23:00:00",0,6846]
["2017-02-19",0,6553]
["2017-02-19T01:00:00",0,6445]
["2017-02-19T02:00:00",0,6378]
["2017-02-19T03:00:00",0,6384]
["2017-02-19T04:00:00",0,6543]
["2017-02-19T05:00:00",0,6939]
["2017-02-19T06:00:00",0,7784]
["2017-02-19T07:00:00",46.101500000000001,7936]
["2017-02-19T08:00:00",194.477,7584]
["2017-02-19T09:00:00",204.458,7309]
["2017-02-19T10:00:00",301.452,7052]
["2017-02-19T11:00:00",419.03300000000002,6896]
["2017-02-19T12:00:00",264.97399999999999,6692]
["2017-02-19T13:00:00",247.18199999999999,6580]
["2017-02-19T14:00:00",459.00799999999998,6495]
["2017-02-19T15:00:00",375.99799999999999,6433]
["2017-02-19T16:00:00",57.493499999999997,6449]
["2017-02-19T17:00:00",16.361999999999998,6639]
["2017-02-19T18:00:00",0,7283]
["2017-02-19T19:00:00",0,7370]
["2017-02-19T20:00:00",0,7243]
["2017-02-19T21:00:00",0,6886]
["2017-02-19T22:00:00",0,6381]
["2017-02-19T23:00:00",0,5824]
["2017-02-20",0,5465]
["2017-02-20T01:00:00",0,5264]
["2017-02-20T02:00:00",0,5234]
["2017-02-20T03:00:00",0,5255]
["2017-02-20T04:00:00",0,5432]
["2017-02-20T05:00:00",0,6055]
["2017-02-20T06:00:00",0,7070]
["2017-02-20T07:00:00",19.388900000000003,7325]
["2017-02-20T08:00:00",59.887099999999997,7183]
["2017-02-20T09:00:00",81.531800000000004,6962]
["2017-02-20T10:00:00",116.80200000000001,6802]
["2017-02-20T11:00:00",207.95099999999999,6623]
["2017-02-20T12:00:00",254.22,6495]
["2017-02-20T13:00:00",340.02,6460]
["2017-02-20T14:00:00",167.26300000000001,6449]
["2017-02-20T15:00:00",119.786,6424]
["2017-02-20T16:00:00",72.361999999999995,6484]
["2017-02-20T17:00:00",12.2994,6621]
["2017-02-20T18:00:00",0,7188]
["2017-02-20T19:00:00",0,7346]
["2017-02-20T20:00:00",0,7177]
["2017-02-20T21:00:00",0,6844]
["2017-02-20T22:00:00",0,6332]
["2017-02-20T23:00:00",0,5734]
["2017-02-21",0,5309]
["2017-02-21T01:00:00",0,5036]
["2017-02-21T02:00:00",0,4918]
["2017-02-21T03:00:00",0,4852]
["2017-02-21T04:00:00",0,4921]
["2017-02-21T05:00:00",0,5356]
["2017-02-21T06:00:00",0,6265]
["2017-02-21T07:00:00",13.4024,6563]
["2017-02-21T08:00:00",47.985999999999997,6542]
["2017-02-21T09:00:00",81.961600000000004,6632]
["2017-02-21T10:00:00",117.348,6719]
["2017-02-21T11:00:00",142.84,6676]
["2017-02-21T12:00:00",255.82900000000001,6591]
["2017-02-21T13:00:00",724.45699999999999,6490]
["2017-02-21T14:00:00",786.98900000000003,6405]
["2017-02-21T15:00:00",656.77700000000004,6301]
["2017-02-21T16:00:00",123.095,6284]
["2017-02-21T17:00:00",54.4467,6367]
["2017-02-21T18:00:00",0,6835]
["2017-02-21T19:00:00",0,6931]
["2017-02-21T20:00:00",0,6800]
["2017-02-21T21:00:00",0,6617]
["2017-02-21T22:00:00",0,6364]
["2017-02-21T23:00:00",0,5992]
["2017-02-22",0,5706]
["2017-02-22T01:00:00",0,5635]
["2017-02-22T02:00:00",0,5632]
["2017-02-22T03:00:00",0,5742]
["2017-02-22T04:00:00",0,5950]
["2017-02-22T05:00:00",0,6297]
["2017-02-22T06:00:00",0,6795]
["2017-02-22T07:00:00",64.9482,7265]
["2017-02-22T08:00:00",43.287099999999995,7477]
["2017-02-22T09:00:00",76.281800000000004,7288]
["2017-02-22T10:00:00",207.26900000000001,6984]
["2017-02-22T11:00:00",250.35400000000001,6692]
["2017-02-22T12:00:00",371.40499999999997,6382]
["2017-02-22T13:00:00",248.57499999999999,6102]
["2017-02-22T14:00:00",202.98,5877]
["2017-02-22T15:00:00",156.97399999999999,5818]
["2017-02-22T16:00:00",39.168300000000002,5835]
["2017-02-22T17:00:00",83.665600000000012,6085]
["2017-02-22T18:00:00",0,6721]
["2017-02-22T19:00:00",0,6956]
["2017-02-22T20:00:00",0,6977]
["2017-02-22T21:00:00",0,6919]
["2017-02-22T22:00:00",0,6698]
["2017-02-22T23:00:00",0,6496]
["2017-02-23",0,6301]
["2017-02-23T01:00:00",0,6233]
["2017-02-23T02:00:00",0,6308]
["2017-02-23T03:00:00",0,6420]
["2017-02-23T04:00:00",0,6627]
["2017-02-23T05:00:00",0,6929]
["2017-02-23T06:00:00",0,7322]
["2017-02-23T07:00:00",12.519399999999999,7666]
["2017-02-23T08:00:00",45.232399999999998,7779]
["2017-02-23T09:00:00",78.093199999999996,7283]
["2017-02-23T10:00:00",114.212,6790]
["2017-02-23T11:00:00",139.315,6353]
["2017-02-23T12:00:00",279.47500000000002,6138]
["2017-02-23T13:00:00",537.83000000000004,5980]
["2017-02-23T14:00:00",435.11399999999998,5806]
["2017-02-23T15:00:00",272.72300000000001,5726]
["2017-02-23T16:00:00",148.523,5805]
["2017-02-23T17:00:00",68.845500000000001,6070]
["2017-02-23T18:00:00",0,6771]
["2017-02-23T19:00:00",0,7037]
["2017-02-23T20:00:00",0,6968]
["2017-02-23T21:00:00",0,6707]
["2017-02-23T22:00:00",0,6274]
["2017-02-23T23:00:00",0,5884]
["2017-02-24",0,5590]
["2017-02-24T01:00:00",0,5534]
["2017-02-24T02:00:00",0,5532]
["2017-02-24T03:00:00",0,5636]
["2017-02-24T04:00:00",0,5925]
["2017-02-24T05:00:00",0,6627]
["2017-02-24T06:00:00",0,7765]
["2017-02-24T07:00:00",32.924500000000002,8001]
["2017-02-24T08:00:00",210.66200000000001,7678]
["2017-02-24T09:00:00",786.61500000000001,7311]
["2017-02-24T10:00:00",924.12699999999995,7046]
["2017-02-24T11:00:00",937.38599999999997,6777]
["2017-02-24T12:00:00",943.18299999999999,6587]
["2017-02-24T13:00:00",919.53899999999999,6520]
["2017-02-24T14:00:00",571.71400000000006,6362]
["2017-02-24T15:00:00",700.91099999999994,6290]
["2017-02-24T16:00:00",512.524,6368]
["2017-02-24T17:00:00",208.767,6661]
["2017-02-24T18:00:00",2.3544299999999998,7486]
["2017-02-24T19:00:00",0,7817]
["2017-02-24T20:00:00",0,7867]
["2017-02-24T21:00:00",0,7616]
["2017-02-24T22:00:00",0,7287]
["2017-02-24T23:00:00",0,6908]
["2017-02-25",0,6662]
["2017-02-25T01:00:00",0,6746]
["2017-02-25T02:00:00",0,6811]
["2017-02-25T03:00:00",0,6959]
["2017-02-25T04:00:00",0,7338]
["2017-02-25T05:00:00",0,8129]
["2017-02-25T06:00:00",4.0725199999999999,9272]
["2017-02-25T07:00:00",219.65,9497]
["2017-02-25T08:00:00",694.12900000000002,8915]
["2017-02-25T09:00:00",773.33600000000001,8282]
["2017-02-25T10:00:00",793.60500000000002,7799]
["2017-02-25T11:00:00",906.05799999999999,7410]
["2017-02-25T12:00:00",901.41600000000005,7069]
["2017-02-25T13:00:00",911.26199999999994,6796]
["2017-02-25T14:00:00",820.52,6679]
["2017-02-25T15:00:00",732.18499999999995,6667]
["2017-02-25T16:00:00",635.97500000000002,6730]
["2017-02-25T17:00:00",245.39,7098]
["2017-02-25T18:00:00",3.5710199999999999,7896]
["2017-02-25T19:00:00",0,8275]
["2017-02-25T20:00:00",0,8271]
["2017-02-25T21:00:00",0,8044]
["2017-02-25T22:00:00",0,7665]
["2017-02-25T23:00:00",0,7236]
["2017-02-26",0,7054]
["2017-02-26T01:00:00",0,6998]
["2017-02-26T02:00:00",0,6971]
["2017-02-26T03:00:00",0,7073]
["2017-02-26T04:00:00",0,7300]
["2017-02-26T05:00:00",0,7933]
["2017-02-26T06:00:00",2.0545999999999998,8948]
["2017-02-26T07:00:00",131.67500000000001,9158]
["2017-02-26T08:00:00",249.59800000000001,9025]
["2017-02-26T09:00:00",411.935,9020]
["2017-02-26T10:00:00",333.387,8935]
["2017-02-26T11:00:00",382.84699999999998,8789]
["2017-02-26T12:00:00",213.34,8644]
["2017-02-26T13:00:00",440.23500000000001,8548]
["2017-02-26T14:00:00",758.96100000000001,8439]
["2017-02-26T15:00:00",772.25599999999997,8362]
["2017-02-26T16:00:00",524.80999999999995,8454]
["2017-02-26T17:00:00",215.578,8844]
["2017-02-26T18:00:00",0,9568]
["2017-02-26T19:00:00",0,9811]
["2017-02-26T20:00:00",0,9785]
["2017-02-26T21:00:00",0,9591]
["2017-02-26T22:00:00",0,9156]
["2017-02-26T23:00:00",0,8798]
["2017-02-27",0,8610]
["2017-02-27T01:00:00",0,8686]
["2017-02-27T02:00:00",0,8830]
["2017-02-27T03:00:00",0,9045]
["2017-02-27T04:00:00",0,9434]
["2017-02-27T05:00:00",0,10215]
["2017-02-27T06:00:00",6.0808100000000005,11369]
["2017-02-27T07:00:00",308.14299999999997,11405]
["2017-02-27T08:00:00",705.95100000000002,10514]
["2017-02-27T09:00:00",758.80200000000002,9460]
["2017-02-27T10:00:00",763.04,8688]
["2017-02-27T11:00:00",795.66099999999994,8127]
["2017-02-27T12:00:00",679.42700000000002,7671]
["2017-02-27T13:00:00",256.755,7336]
["2017-02-27T14:00:00",820.851,7016]
["2017-02-27T15:00:00",205.67099999999999,6871]
["2017-02-27T16:00:00",124.453,6909]
["2017-02-27T17:00:00",27.927099999999999,7218]
["2017-02-27T18:00:00",0.80297200000000002,8187]
["2017-02-27T19:00:00",0,8696]
["2017-02-27T20:00:00",0,8928]
["2017-02-27T21:00:00",0,8871]
["2017-02-27T22:00:00",0,8567]
["2017-02-27T23:00:00",0,8264]
["2017-02-28",0,8090]
["2017-02-28T01:00:00",0,8100]
["2017-02-28T02:00:00",0,8214]
["2017-02-28T03:00:00",0,8440]
["2017-02-28T04:00:00",0,8882]
["2017-02-28T05:00:00",0,9709]
["2017-02-28T06:00:00",0.43922899999999998,10829]
["2017-02-28T07:00:00",110.8,10964]
["2017-02-28T08:00:00",251.31899999999999,10406]
["2017-02-28T09:00:00",130.28299999999999,9803]
["2017-02-28T10:00:00",179.51,9215]
["2017-02-28T11:00:00",216.066,8610]
["2017-02-28T12:00:00",229.274,8146]
["2017-02-28T13:00:00",178.32900000000001,7781]
["2017-02-28T14:00:00",176.583,7457]
["2017-02-28T15:00:00",166.67599999999999,7312]
["2017-02-28T16:00:00",148.11000000000001,7513]
["2017-02-28T17:00:00",124.631,7936]
["2017-02-28T18:00:00",0,8779]
["2017-02-28T19:00:00",0,9084]
["2017-02-28T20:00:00",0,9178]
["2017-02-28T21:00:00",0,9084]
["2017-02-28T22:00:00",0,8805]
["2017-02-28T23:00:00",0,8485]
["2017-03-01",0,8182]
["2017-03-01T01:00:00",0,8070]
["2017-03-01T02:00:00",0,8047]
["2017-03-01T03:00:00",0,8088]
["2017-03-01T04:00:00",0,8221]
["2017-03-01T05:00:00",0,8508]
["2017-03-01T06:00:00",0,8908]
["2017-03-01T07:00:00",24.941200000000002,9209]
["2017-03-01T08:00:00",78.2303,9406]
["2017-03-01T09:00:00",129.624,9239]
["2017-03-01T10:00:00",182.523,8810]
["2017-03-01T11:00:00",221.07900000000001,8227]
["2017-03-01T12:00:00",438.82100000000003,7672]
["2017-03-01T13:00:00",270.19099999999997,7162]
["2017-03-01T14:00:00",174.577,6731]
["2017-03-01T15:00:00",123.396,6498]
["2017-03-01T16:00:00",72.74260000000001,6415]
["2017-03-01T17:00:00",21.1556,6610]
["2017-03-01T18:00:00",0,7254]
["2017-03-01T19:00:00",0,7609]
["2017-03-01T20:00:00",0,7691]
["2017-03-01T21:00:00",0,7664]
["2017-03-01T22:00:00",0,7485]
["2017-03-01T23:00:00",0,7254]
["2017-03-02",0,7091]
["2017-03-02T01:00:00",0,7067]
["2017-03-02T02:00:00",0,7133]
["2017-03-02T03:00:00",0,7212]
["2017-03-02T04:00:00",0,7384]
["2017-03-02T05:00:00",0,7701]
["2017-03-02T06:00:00",0,8047]
["2017-03-02T07:00:00",24.819299999999998,8336]
["2017-03-02T08:00:00",77.417299999999997,8054]
["2017-03-02T09:00:00",127.989,7461]
["2017-03-02T10:00:00",180.39099999999999,6822]
["2017-03-02T11:00:00",219.52699999999999,6311]
["2017-03-02T12:00:00",894.15700000000004,6038]
["2017-03-02T13:00:00",454.51900000000001,5859]
["2017-03-02T14:00:00",859.43100000000004,5715]
["2017-03-02T15:00:00",746.197,5660]
["2017-03-02T16:00:00",661.65499999999997,5716]
["2017-03-02T17:00:00",69.665499999999994,5939]
["2017-03-02T18:00:00",2.6224699999999999,6554]
["2017-03-02T19:00:00",0,6944]
["2017-03-02T20:00:00",0,6794]
["2017-03-02T21:00:00",0,6441]
["2017-03-02T22:00:00",0,6006]
["2017-03-02T23:00:00",0,5578]
["2017-03-03",0,5251]
["2017-03-03T01:00:00",0,5094]
["2017-03-03T02:00:00",0,5064]
["2017-03-03T03:00:00",0,5108]
["2017-03-03T04:00:00",0,5317]
["2017-03-03T05:00:00",0,5942]
["2017-03-03T06:00:00",10.4732,6948]
["2017-03-03T07:00:00",392.29500000000002,7288]
["2017-03-03T08:00:00",816.09100000000001,7220]
["2017-03-03T09:00:00",948.43200000000002,7265]
["2017-03-03T10:00:00",981.68200000000002,7383]
["2017-03-03T11:00:00",978.322,7527]
["2017-03-03T12:00:00",1002.17,7788]
["2017-03-03T13:00:00",991.471,8111]
["2017-03-03T14:00:00",988.94299999999998,8427]
["2017-03-03T15:00:00",933.89700000000005,8834]
["2017-03-03T16:00:00",794.21500000000003,9375]
["2017-03-03T17:00:00",333.517,10098]
["2017-03-03T18:00:00",5.4728199999999996,10886]
["2017-03-03T19:00:00",0,11131]
["2017-03-03T20:00:00",0,11110]
["2017-03-03T21:00:00",0,10886]
["2017-03-03T22:00:00",0,10487]
["2017-03-03T23:00:00",0,10205]
["2017-03-04",0,10136]
["2017-03-04T01:00:00",0,10255]
["2017-03-04T02:00:00",0,10429]
["2017-03-04T03:00:00",0,10659]
["2017-03-04T04:00:00",0,10995]
["2017-03-04T05:00:00",0,11635]
["2017-03-04T06:00:00",11.687700000000001,12295]
["2017-03-04T07:00:00",417.76100000000002,12525]
["2017-03-04T08:00:00",843.61099999999999,12446]
["2017-03-04T09:00:00",936.46,12123]
["2017-03-04T10:00:00",960.40499999999997,11597]
["2017-03-04T11:00:00",972.53399999999999,11080]
["2017-03-04T12:00:00",975.62400000000002,10660]
["2017-03-04T13:00:00",962.22,10299]
["2017-03-04T14:00:00",880.10900000000004,9996]
["2017-03-04T15:00:00",875.05399999999997,9884]
["2017-03-04T16:00:00",774.80700000000002,10045]
["2017-03-04T17:00:00",255.99100000000001,10394]
["2017-03-04T18:00:00",5.1983500000000005,10969]
["2017-03-04T19:00:00",0,11057]
["2017-03-04T20:00:00",0,10861]
["2017-03-04T21:00:00",0,10490]
["2017-03-04T22:00:00",0,9744]
["2017-03-04T23:00:00",0,9211]
["2017-03-05",0,8876]
["2017-03-05T01:00:00",0,8766]
["2017-03-05T02:00:00",0,8770]
["2017-03-05T03:00:00",0,8863]
["2017-03-05T04:00:00",0,9125]
["2017-03-05T05:00:00",0,9739]
["2017-03-05T06:00:00",2.2970999999999999,10786]
["2017-03-05T07:00:00",129.36099999999999,10998]
["2017-03-05T08:00:00",195.869,10742]
["2017-03-05T09:00:00",799.76400000000001,10369]
["2017-03-05T10:00:00",757.78800000000001,10002]
["2017-03-05T11:00:00",331.19499999999999,9571]
["2017-03-05T12:00:00",472.68900000000002,9249]
["2017-03-05T13:00:00",176.80500000000001,9060]
["2017-03-05T14:00:00",380.79599999999999,8943]
["2017-03-05T15:00:00",214.37899999999999,8892]
["2017-03-05T16:00:00",47.715199999999996,8916]
["2017-03-05T17:00:00",75.686499999999995,9080]
["2017-03-05T18:00:00",0.182342,9689]
["2017-03-05T19:00:00",0,10008]
["2017-03-05T20:00:00",0,10021]
["2017-03-05T21:00:00",0,9819]
["2017-03-05T22:00:00",0,9309]
["2017-03-05T23:00:00",0,8897]
["2017-03-06",0,8639]
["2017-03-06T01:00:00",0,8604]
["2017-03-06T02:00:00",0,8679]
["2017-03-06T03:00:00",0,8873]
["2017-03-06T04:00:00",0,9201]
["2017-03-06T05:00:00",0,9926]
["2017-03-06T06:00:00",0.85976799999999998,11012]
["2017-03-06T07:00:00",28.373000000000001,11081]
["2017-03-06T08:00:00",56.6402,10544]
["2017-03-06T09:00:00",118.759,10035]
["2017-03-06T10:00:00",170.35300000000001,9665]
["2017-03-06T11:00:00",208.495,9419]
["2017-03-06T12:00:00",222.65799999999999,9272]
["2017-03-06T13:00:00",170.22800000000001,9263]
["2017-03-06T14:00:00",165.31399999999999,9273]
["2017-03-06T15:00:00",113.35,9500]
["2017-03-06T16:00:00",63.457999999999998,9799]
["2017-03-06T17:00:00",25.641500000000001,10283]
["2017-03-06T18:00:00",0,10912]
["2017-03-06T19:00:00",0,11036]
["2017-03-06T20:00:00",0,10906]
["2017-03-06T21:00:00",0,10552]
["2017-03-06T22:00:00",0,9903]
["2017-03-06T23:00:00",0,9327]
["2017-03-07",0,8957]
["2017-03-07T01:00:00",0,8743]
["2017-03-07T02:00:00",0,8596]
["2017-03-07T03:00:00",0,8544]
["2017-03-07T04:00:00",0,8658]
["2017-03-07T05:00:00",0,9182]
["2017-03-07T06:00:00",1.7323199999999999,9974]
["2017-03-07T07:00:00",28.812000000000001,10071]
["2017-03-07T08:00:00",48.934100000000001,9831]
["2017-03-07T09:00:00",81.432899999999989,9767]
["2017-03-07T10:00:00",173.875,9702]
["2017-03-07T11:00:00",176.24100000000001,9625]
["2017-03-07T12:00:00",224.47,9542]
["2017-03-07T13:00:00",207.81700000000001,9535]
["2017-03-07T14:00:00",401.54500000000002,9475]
["2017-03-07T15:00:00",94.624499999999998,9468]
["2017-03-07T16:00:00",53.231099999999998,9560]
["2017-03-07T17:00:00",34.689300000000003,9689]
["2017-03-07T18:00:00",0,10032]
["2017-03-07T19:00:00",0,10053]
["2017-03-07T20:00:00",0,9888]
["2017-03-07T21:00:00",0,9593]
["2017-03-07T22:00:00",0,9205]
["2017-03-07T23:00:00",0,8799]
["2017-03-08",0,8573]
["2017-03-08T01:00:00",0,8511]
["2017-03-08T02:00:00",0,8574]
["2017-03-08T03:00:00",0,8665]
["2017-03-08T04:00:00",0,8919]
["2017-03-08T05:00:00",0,9325]
["2017-03-08T06:00:00",4.1443000000000003,9696]
["2017-03-08T07:00:00",364.41399999999999,9836]
["2017-03-08T08:00:00",766.99900000000002,9277]
["2017-03-08T09:00:00",1020.34,8504]
["2017-03-08T10:00:00",1012.99,7849]
["2017-03-08T11:00:00",1069.3699999999999,7192]
["2017-03-08T12:00:00",1076.51,6691]
["2017-03-08T13:00:00",938.00699999999995,6308]
["2017-03-08T14:00:00",1005.61,6032]
["2017-03-08T15:00:00",987.92100000000005,5870]
["2017-03-08T16:00:00",761.39300000000003,5921]
["2017-03-08T17:00:00",295.05700000000002,6082]
["2017-03-08T18:00:00",3.1693800000000003,6627]
["2017-03-08T19:00:00",0,6958]
["2017-03-08T20:00:00",0,6943]
["2017-03-08T21:00:00",0,6735]
["2017-03-08T22:00:00",0,6341]
["2017-03-08T23:00:00",0,6150]
["2017-03-09",0,5822]
["2017-03-09T01:00:00",0,5822]
["2017-03-09T02:00:00",0,5822]
["2017-03-09T03:00:00",0,5887]
["2017-03-09T04:00:00",0,6146]
["2017-03-09T05:00:00",0,6425]
["2017-03-09T06:00:00",24.784700000000001,6918]
["2017-03-09T07:00:00",507.28199999999998,7264]
["2017-03-09T08:00:00",934.66499999999996,7250]
["2017-03-09T09:00:00",1059.31,6843]
["2017-03-09T10:00:00",1080.2,6455]
["2017-03-09T11:00:00",1077.32,6196]
["2017-03-09T12:00:00",1068.33,5988]
["2017-03-09T13:00:00",1070.82,5817]
["2017-03-09T14:00:00",1038.9100000000001,5740]
["2017-03-09T15:00:00",1004.31,5694]
["2017-03-09T16:00:00",857.21500000000003,5818]
["2017-03-09T17:00:00",403.27,5993]
["2017-03-09T18:00:00",11.362399999999999,6557]
["2017-03-09T19:00:00",0,6948]
["2017-03-09T20:00:00",0,6759]
["2017-03-09T21:00:00",0,6405]
["2017-03-09T22:00:00",0,5994]
["2017-03-09T23:00:00",0,5745]
["2017-03-10",0,5729]
["2017-03-10T01:00:00",0,5797]
["2017-03-10T02:00:00",0,6006]
["2017-03-10T03:00:00",0,6369]
["2017-03-10T04:00:00",0,7186]
["2017-03-10T05:00:00",0,8412]
["2017-03-10T06:00:00",36.425699999999999,8966]
["2017-03-10T07:00:00",471.34699999999998,8677]
["2017-03-10T08:00:00",839.74800000000005,7982]
["2017-03-10T09:00:00",709.92499999999995,7371]
["2017-03-10T10:00:00",998.12400000000002,6956]
["2017-03-10T11:00:00",994.65,6692]
["2017-03-10T12:00:00",1073.3599999999999,6554]
["2017-03-10T13:00:00",1076.42,6428]
["2017-03-10T14:00:00",1048.5999999999999,6354]
["2017-03-10T15:00:00",989.69299999999998,6366]
["2017-03-10T16:00:00",787.24800000000005,6413]
["2017-03-10T17:00:00",313.97500000000002,6519]
["2017-03-10T18:00:00",2.3607399999999998,7007]
["2017-03-10T19:00:00",0,7318]
["2017-03-10T20:00:00",0,6989]
["2017-03-10T21:00:00",0,6440]
["2017-03-10T22:00:00",0,5803]
["2017-03-10T23:00:00",0,5455]
["2017-03-11",0,5232]
["2017-03-11T01:00:00",0,5244]
["2017-03-11T02:00:00",0,5303]
["2017-03-11T03:00:00",0,5537]
["2017-03-11T04:00:00",0,6202]
["2017-03-11T05:00:00",0,7319]
["2017-03-11T06:00:00",46.167900000000003,7832]
["2017-03-11T07:00:00",129.35499999999999,7548]
["2017-03-11T08:00:00",240.96799999999999,7105]
["2017-03-11T09:00:00",235.64699999999999,6797]
["2017-03-11T10:00:00",968.803,6596]
["2017-03-11T11:00:00",859.572,6468]
["2017-03-11T12:00:00",992.09,6456]
["2017-03-11T13:00:00",949.22500000000002,6418]
["2017-03-11T14:00:00",926.89,6431]
["2017-03-11T15:00:00",931.53200000000004,6491]
["2017-03-11T16:00:00",570.95899999999995,6525]
["2017-03-11T17:00:00",34.588500000000003,6600]
["2017-03-11T18:00:00",1.06315,7013]
["2017-03-11T19:00:00",0,7245]
["2017-03-11T20:00:00",0,6893]
["2017-03-11T21:00:00",0,6248]
["2017-03-11T22:00:00",0,5636]
["2017-03-11T23:00:00",0,5198]
["2017-03-12",0,4980]
["2017-03-12T01:00:00",0,4872]
["2017-03-12T02:00:00",0,4844]
["2017-03-12T03:00:00",0,4999]
["2017-03-12T04:00:00",0,5444]
["2017-03-12T05:00:00",0,6374]
["2017-03-12T06:00:00",49.013100000000001,6792]
["2017-03-12T07:00:00",508.75200000000001,6638]
["2017-03-12T08:00:00",910.81,6656]
["2017-03-12T09:00:00",1029.0899999999999,6659]
["2017-03-12T10:00:00",1038.01,6629]
["2017-03-12T11:00:00",1059.04,6558]
["2017-03-12T12:00:00",1050.98,6495]
["2017-03-12T13:00:00",1019.83,6424]
["2017-03-12T14:00:00",1005.41,6389]
["2017-03-12T15:00:00",960.28700000000003,6431]
["2017-03-12T16:00:00",814.00400000000002,6479]
["2017-03-12T17:00:00",379.49799999999999,6611]
["2017-03-12T18:00:00",11.374000000000001,7019]
["2017-03-12T19:00:00",0,7183]
["2017-03-12T20:00:00",0,6928]
["2017-03-12T21:00:00",0,6496]
["2017-03-12T22:00:00",0,6029]
["2017-03-12T23:00:00",0,5784]
["2017-03-13",0,5746]
["2017-03-13T01:00:00",0,5885]
["2017-03-13T02:00:00",0,6099]
["2017-03-13T03:00:00",0,6526]
["2017-03-13T04:00:00",0,7360]
["2017-03-13T05:00:00",0,8741]
["2017-03-13T06:00:00",32.351799999999997,9363]
["2017-03-13T07:00:00",446.49,9225]
["2017-03-13T08:00:00",774.68200000000002,8940]
["2017-03-13T09:00:00",826.39800000000002,8721]
["2017-03-13T10:00:00",750.32600000000002,8407]
["2017-03-13T11:00:00",819.255,8086]
["2017-03-13T12:00:00",396.65499999999997,7830]
["2017-03-13T13:00:00",395.74400000000003,7576]
["2017-03-13T14:00:00",185.61199999999999,7419]
["2017-03-13T15:00:00",371.01400000000001,7375]
["2017-03-13T16:00:00",541.35299999999995,7463]
["2017-03-13T17:00:00",273.053,7831]
["2017-03-13T18:00:00",4.2939499999999997,8682]
["2017-03-13T19:00:00",0,9284]
["2017-03-13T20:00:00",0,9318]
["2017-03-13T21:00:00",0,9033]
["2017-03-13T22:00:00",0,8663]
["2017-03-13T23:00:00",0,8538]
["2017-03-14",0,8546]
["2017-03-14T01:00:00",0,8645]
["2017-03-14T02:00:00",0,8915]
["2017-03-14T03:00:00",0,9350]
["2017-03-14T04:00:00",0,10059]
["2017-03-14T05:00:00",0,11288]
["2017-03-14T06:00:00",35.5032,11593]
["2017-03-14T07:00:00",454.17200000000003,11156]
["2017-03-14T08:00:00",816.76599999999996,9907]
["2017-03-14T09:00:00",925.65599999999995,8864]
["2017-03-14T10:00:00",947.22299999999996,8059]
["2017-03-14T11:00:00",935.82600000000002,7470]
["2017-03-14T12:00:00",937.83600000000001,7068]
["2017-03-14T13:00:00",824.13099999999997,6768]
["2017-03-14T14:00:00",285.05799999999999,6523]
["2017-03-14T15:00:00",181.24,6440]
["2017-03-14T16:00:00",134.28200000000001,6420]
["2017-03-14T17:00:00",100.373,6563]
["2017-03-14T18:00:00",2.1702600000000003,7117]
["2017-03-14T19:00:00",0,7448]
["2017-03-14T20:00:00",0,7335]
["2017-03-14T21:00:00",0,7077]
["2017-03-14T22:00:00",0,6622]
["2017-03-14T23:00:00",0,6268]
["2017-03-15",0,5993]
["2017-03-15T01:00:00",0,5858]
["2017-03-15T02:00:00",0,5777]
["2017-03-15T03:00:00",0,5798]
["2017-03-15T04:00:00",0,5984]
["2017-03-15T05:00:00",0,6361]
["2017-03-15T06:00:00",50.8093,6672]
["2017-03-15T07:00:00",144.92500000000001,6849]
["2017-03-15T08:00:00",748.53700000000003,6799]
["2017-03-15T09:00:00",949.02599999999995,6572]
["2017-03-15T10:00:00",495.96199999999999,6277]
["2017-03-15T11:00:00",935.46,6052]
["2017-03-15T12:00:00",792.91700000000003,5867]
["2017-03-15T13:00:00",406.86599999999999,5742]
["2017-03-15T14:00:00",228.94499999999999,5688]
["2017-03-15T15:00:00",133.572,5704]
["2017-03-15T16:00:00",112.619,5739]
["2017-03-15T17:00:00",31.729400000000002,5782]
["2017-03-15T18:00:00",2.3313099999999998,6134]
["2017-03-15T19:00:00",0,6383]
["2017-03-15T20:00:00",0,6204]
["2017-03-15T21:00:00",0,5882]
["2017-03-15T22:00:00",0,5516]
["2017-03-15T23:00:00",0,5215]
["2017-03-16",0,5072]
["2017-03-16T01:00:00",0,5049]
["2017-03-16T02:00:00",0,5095]
["2017-03-16T03:00:00",0,5227]
["2017-03-16T04:00:00",0,5460]
["2017-03-16T05:00:00",0,5818]
["2017-03-16T06:00:00",9.9016999999999999,6264]
["2017-03-16T07:00:00",247.316,6725]
["2017-03-16T08:00:00",642.01700000000005,6939]
["2017-03-16T09:00:00",819.98,6872]
["2017-03-16T10:00:00",876.56399999999996,6784]
["2017-03-16T11:00:00",799.05100000000004,6834]
["2017-03-16T12:00:00",860.56899999999996,6818]
["2017-03-16T13:00:00",752.06200000000001,6747]
["2017-03-16T14:00:00",747.71900000000005,6722]
["2017-03-16T15:00:00",744.07500000000005,6859]
["2017-03-16T16:00:00",251.67400000000001,7106]
["2017-03-16T17:00:00",72.356499999999997,7342]
["2017-03-16T18:00:00",4.2701700000000002,7727]
["2017-03-16T19:00:00",0,7816]
["2017-03-16T20:00:00",0,7524]
["2017-03-16T21:00:00",0,7097]
["2017-03-16T22:00:00",0,6662]
["2017-03-16T23:00:00",0,6388]
["2017-03-17",0,6338]
["2017-03-17T01:00:00",0,6411]
["2017-03-17T02:00:00",0,6600]
["2017-03-17T03:00:00",0,6956]
["2017-03-17T04:00:00",0,7742]
["2017-03-17T05:00:00",0,8920]
["2017-03-17T06:00:00",4.0857600000000005,9560]
["2017-03-17T07:00:00",25.4435,9555]
["2017-03-17T08:00:00",61.454099999999997,9677]
["2017-03-17T09:00:00",96.015699999999995,9783]
["2017-03-17T10:00:00",135.47300000000001,9790]
["2017-03-17T11:00:00",163.01900000000001,9687]
["2017-03-17T12:00:00",171.18199999999999,9730]
["2017-03-17T13:00:00",157.94900000000001,9661]
["2017-03-17T14:00:00",127.465,9698]
["2017-03-17T15:00:00",89.5655,9878]
["2017-03-17T16:00:00",54.168900000000001,10142]
["2017-03-17T17:00:00",20.023,10361]
["2017-03-17T18:00:00",0.88515200000000005,10651]
["2017-03-17T19:00:00",0,10614]
["2017-03-17T20:00:00",0,10197]
["2017-03-17T21:00:00",0,9592]
["2017-03-17T22:00:00",0,9044]
["2017-03-17T23:00:00",0,8717]
["2017-03-18",0,8600]
["2017-03-18T01:00:00",0,8575]
["2017-03-18T02:00:00",0,8663]
["2017-03-18T03:00:00",0,8883]
["2017-03-18T04:00:00",0,9503]
["2017-03-18T05:00:00",0,10472]
["2017-03-18T06:00:00",4.1644399999999999,10985]
["2017-03-18T07:00:00",25.938700000000001,10835]
["2017-03-18T08:00:00",61.203199999999995,10750]
["2017-03-18T09:00:00",95.876999999999995,10567]
["2017-03-18T10:00:00",135.34700000000001,10298]
["2017-03-18T11:00:00",162.661,10012]
["2017-03-18T12:00:00",171.95,9711]
["2017-03-18T13:00:00",158.86500000000001,9331]
["2017-03-18T14:00:00",127.556,9224]
["2017-03-18T15:00:00",88.327399999999997,9228]
["2017-03-18T16:00:00",52.758900000000004,9311]
["2017-03-18T17:00:00",20.887900000000002,9479]
["2017-03-18T18:00:00",1.6615899999999999,9825]
["2017-03-18T19:00:00",0,9881]
["2017-03-18T20:00:00",0,9454]
["2017-03-18T21:00:00",0,8746]
["2017-03-18T22:00:00",0,8144]
["2017-03-18T23:00:00",0,7766]
["2017-03-19",0,7591]
["2017-03-19T01:00:00",0,7526]
["2017-03-19T02:00:00",0,7532]
["2017-03-19T03:00:00",0,7780]
["2017-03-19T04:00:00",0,8354]
["2017-03-19T05:00:00",0,9422]
["2017-03-19T06:00:00",5.0299499999999995,9733]
["2017-03-19T07:00:00",26.7059,9508]
["2017-03-19T08:00:00",59.734699999999997,9318]
["2017-03-19T09:00:00",93.225999999999999,9055]
["2017-03-19T10:00:00",388.048,8701]
["2017-03-19T11:00:00",365.74599999999998,8324]
["2017-03-19T12:00:00",460.38,8024]
["2017-03-19T13:00:00",455.45499999999998,7739]
["2017-03-19T14:00:00",135.95500000000001,7539]
["2017-03-19T15:00:00",480.19499999999999,7525]
["2017-03-19T16:00:00",290.67200000000003,7646]
["2017-03-19T17:00:00",51.796800000000005,7811]
["2017-03-19T18:00:00",5.0364499999999994,8156]
["2017-03-19T19:00:00",0,8349]
["2017-03-19T20:00:00",0,8064]
["2017-03-19T21:00:00",0,7500]
["2017-03-19T22:00:00",0,6972]
["2017-03-19T23:00:00",0,6676]
["2017-03-20",0,6610]
["2017-03-20T01:00:00",0,6609]
["2017-03-20T02:00:00",0,6663]
["2017-03-20T03:00:00",0,6922]
["2017-03-20T04:00:00",0,7515]
["2017-03-20T05:00:00",0,8584]
["2017-03-20T06:00:00",91.952199999999991,8875]
["2017-03-20T07:00:00",502.88,8540]
["2017-03-20T08:00:00",521.452,8017]
["2017-03-20T09:00:00",417.63499999999999,7478]
["2017-03-20T10:00:00",364.96499999999997,7053]
["2017-03-20T11:00:00",234.56,6746]
["2017-03-20T12:00:00",259.31400000000002,6577]
["2017-03-20T13:00:00",244.13200000000001,6416]
["2017-03-20T14:00:00",201.32599999999999,6271]
["2017-03-20T15:00:00",223.57400000000001,6312]
["2017-03-20T16:00:00",228.13900000000001,6313]
["2017-03-20T17:00:00",403.12900000000002,6424]
["2017-03-20T18:00:00",8.90855,6880]
["2017-03-20T19:00:00",0,7344]
["2017-03-20T20:00:00",0,7130]
["2017-03-20T21:00:00",0,6741]
["2017-03-20T22:00:00",0,6299]
["2017-03-20T23:00:00",0,6007]
["2017-03-21",0,5965]
["2017-03-21T01:00:00",0,6066]
["2017-03-21T02:00:00",0,6230]
["2017-03-21T03:00:00",0,6605]
["2017-03-21T04:00:00",0,7389]
["2017-03-21T05:00:00",0,8623]
["2017-03-21T06:00:00",92.716300000000004,9128]
["2017-03-21T07:00:00",595.72,8700]
["2017-03-21T08:00:00",944.76300000000003,7963]
["2017-03-21T09:00:00",987.26800000000003,7286]
["2017-03-21T10:00:00",1034.96,6873]
["2017-03-21T11:00:00",952.36599999999999,6550]
["2017-03-21T12:00:00",1031.3399999999999,6363]
["2017-03-21T13:00:00",890.62599999999998,6204]
["2017-03-21T14:00:00",852.51099999999997,6122]
["2017-03-21T15:00:00",940.22799999999995,6116]
["2017-03-21T16:00:00",108.69799999999999,6083]
["2017-03-21T17:00:00",140.63499999999999,6127]
["2017-03-21T18:00:00",2.4908800000000002,6515]
["2017-03-21T19:00:00",0,6794]
["2017-03-21T20:00:00",0,6615]
["2017-03-21T21:00:00",0,6334]
["2017-03-21T22:00:00",0,5923]
["2017-03-21T23:00:00",0,5624]
["2017-03-22",0,5489]
["2017-03-22T01:00:00",0,5417]
["2017-03-22T02:00:00",0,5459]
["2017-03-22T03:00:00",0,5619]
["2017-03-22T04:00:00",0,5886]
["2017-03-22T05:00:00",0,6340]
["2017-03-22T06:00:00",77.526200000000003,6697]
["2017-03-22T07:00:00",518.02,6937]
["2017-03-22T08:00:00",845.00699999999995,6781]
["2017-03-22T09:00:00",868.745,6501]
["2017-03-22T10:00:00",1039.49,6271]
["2017-03-22T11:00:00",833.779,6072]
["2017-03-22T12:00:00",1043.9000000000001,5912]
["2017-03-22T13:00:00",1055.77,5841]
["2017-03-22T14:00:00",1017.06,5780]
["2017-03-22T15:00:00",970.86900000000003,5838]
["2017-03-22T16:00:00",803.19,5877]
["2017-03-22T17:00:00",371.32799999999997,5963]
["2017-03-22T18:00:00",22.709799999999998,6187]
["2017-03-22T19:00:00",0,6443]
["2017-03-22T20:00:00",0,6210]
["2017-03-22T21:00:00",0,5833]
["2017-03-22T22:00:00",0,5402]
["2017-03-22T23:00:00",0,5020]
["2017-03-23",0,4831]
["2017-03-23T01:00:00",0,4706]
["2017-03-23T02:00:00",0,4712]
["2017-03-23T03:00:00",0,4767]
["2017-03-23T04:00:00",0,4945]
["2017-03-23T05:00:00",0,5251]
["2017-03-23T06:00:00",72.716999999999999,5573]
["2017-03-23T07:00:00",500.80900000000003,6090]
["2017-03-23T08:00:00",860.10599999999999,6326]
["2017-03-23T09:00:00",957.21100000000001,6250]
["2017-03-23T10:00:00",1012.69,6123]
["2017-03-23T11:00:00",1015.75,6135]
["2017-03-23T12:00:00",1016.93,6228]
["2017-03-23T13:00:00",1006.79,6302]
["2017-03-23T14:00:00",978.50599999999997,6383]
["2017-03-23T15:00:00",915.41800000000001,6559]
["2017-03-23T16:00:00",747.91300000000001,6797]
["2017-03-23T17:00:00",334.56400000000002,7031]
["2017-03-23T18:00:00",15.199200000000001,7456]
["2017-03-23T19:00:00",0,7784]
["2017-03-23T20:00:00",0,7557]
["2017-03-23T21:00:00",0,7179]
["2017-03-23T22:00:00",0,6803]
["2017-03-23T23:00:00",0,6600]
["2017-03-24",0,6555]
["2017-03-24T01:00:00",0,6707]
["2017-03-24T02:00:00",0,6942]
["2017-03-24T03:00:00",0,7355]
["2017-03-24T04:00:00",0,8212]
["2017-03-24T05:00:00",0,9497]
["2017-03-24T06:00:00",107.666,9961]
["2017-03-24T07:00:00",566.46299999999997,9614]
["2017-03-24T08:00:00",844.74099999999999,9084]
["2017-03-24T09:00:00",908.49400000000003,8610]
["2017-03-24T10:00:00",872.88,8070]
["2017-03-24T11:00:00",816.654,7636]
["2017-03-24T12:00:00",827.31799999999998,7306]
["2017-03-24T13:00:00",886.14499999999998,6956]
["2017-03-24T14:00:00",879.322,6750]
["2017-03-24T15:00:00",793.68600000000004,6747]
["2017-03-24T16:00:00",769.83500000000004,6775]
["2017-03-24T17:00:00",375.64600000000002,7102]
["2017-03-24T18:00:00",35.7727,7861]
["2017-03-24T19:00:00",0,8485]
["2017-03-24T20:00:00",0,8379]
["2017-03-24T21:00:00",0,7991]
["2017-03-24T22:00:00",0,7556]
["2017-03-24T23:00:00",0,7299]
["2017-03-25",0,7202]
["2017-03-25T01:00:00",0,7203]
["2017-03-25T02:00:00",0,7277]
["2017-03-25T03:00:00",0,7497]
["2017-03-25T04:00:00",0,8128]
["2017-03-25T05:00:00",0,9098]
["2017-03-25T06:00:00",27.978300000000001,9403]
["2017-03-25T07:00:00",116.994,9181]
["2017-03-25T08:00:00",344.30099999999999,8829]
["2017-03-25T09:00:00",310.92899999999997,8625]
["2017-03-25T10:00:00",430.74599999999998,8413]
["2017-03-25T11:00:00",511.71899999999999,8228]
["2017-03-25T12:00:00",269.39699999999999,8073]
["2017-03-25T13:00:00",231.792,7948]
["2017-03-25T14:00:00",193.95,8053]
["2017-03-25T15:00:00",183.453,8241]
["2017-03-25T16:00:00",211.595,8467]
["2017-03-25T17:00:00",56.583300000000001,8781]
["2017-03-25T18:00:00",3.9830700000000001,9222]
["2017-03-25T19:00:00",0,9583]
["2017-03-25T20:00:00",0,9342]
["2017-03-25T21:00:00",0,8884]
["2017-03-25T22:00:00",0,8468]
["2017-03-25T23:00:00",0,8269]
["2017-03-26",0,8253]
["2017-03-26T01:00:00",0,8353]
["2017-03-26T02:00:00",0,8568]
["2017-03-26T03:00:00",0,8900]
["2017-03-26T04:00:00",0,9652]
["2017-03-26T05:00:00",0,10738]
["2017-03-26T06:00:00",12.466299999999999,10992]
["2017-03-26T07:00:00",121.089,10509]
["2017-03-26T08:00:00",225.035,9993]
["2017-03-26T09:00:00",385.97300000000001,9451]
["2017-03-26T10:00:00",502.89100000000002,8966]
["2017-03-26T11:00:00",299.12799999999999,8496]
["2017-03-26T12:00:00",563.16700000000003,8138]
["2017-03-26T13:00:00",283.90800000000002,7777]
["2017-03-26T14:00:00",647.93299999999999,7523]
["2017-03-26T15:00:00",287.88499999999999,7456]
["2017-03-26T16:00:00",281.85500000000002,7526]
["2017-03-26T17:00:00",139.02199999999999,7781]
["2017-03-26T18:00:00",4.7545699999999993,8435]
["2017-03-26T19:00:00",0,9196]
["2017-03-26T20:00:00",0,9255]
["2017-03-26T21:00:00",0,8948]
["2017-03-26T22:00:00",0,8606]
["2017-03-26T23:00:00",0,8491]
["2017-03-27",0,8615]
["2017-03-27T01:00:00",0,8820]
["2017-03-27T02:00:00",0,9089]
["2017-03-27T03:00:00",0,9530]
["2017-03-27T04:00:00",0,10328]
["2017-03-27T05:00:00",0,11464]
["2017-03-27T06:00:00",11.565700000000001,11626]
["2017-03-27T07:00:00",50.552,10902]
["2017-03-27T08:00:00",227.91,9721]
["2017-03-27T09:00:00",334.37799999999999,8773]
["2017-03-27T10:00:00",265.815,8109]
["2017-03-27T11:00:00",246.048,7557]
["2017-03-27T12:00:00",255.75,7197]
["2017-03-27T13:00:00",237.518,6818]
["2017-03-27T14:00:00",195.08600000000001,6655]
["2017-03-27T15:00:00",142.041,6597]
["2017-03-27T16:00:00",91.453399999999988,6607]
["2017-03-27T17:00:00",35.692099999999996,6767]
["2017-03-27T18:00:00",4.1545500000000004,7333]
["2017-03-27T19:00:00",0,7898]
["2017-03-27T20:00:00",0,7757]
["2017-03-27T21:00:00",0,7270]
["2017-03-27T22:00:00",0,6762]
["2017-03-27T23:00:00",0,6470]
["2017-03-28",0,6332]
["2017-03-28T01:00:00",0,6320]
["2017-03-28T02:00:00",0,6391]
["2017-03-28T03:00:00",0,6577]
["2017-03-28T04:00:00",0,7172]
["2017-03-28T05:00:00",0,8125]
["2017-03-28T06:00:00",7.6907700000000006,8231]
["2017-03-28T07:00:00",39.527200000000001,7822]
["2017-03-28T08:00:00",78.135300000000001,7368]
["2017-03-28T09:00:00",114.413,7042]
["2017-03-28T10:00:00",153.5,6726]
["2017-03-28T11:00:00",179.85300000000001,6511]
["2017-03-28T12:00:00",187.17599999999999,6437]
["2017-03-28T13:00:00",172.68,6346]
["2017-03-28T14:00:00",141.21600000000001,6285]
["2017-03-28T15:00:00",101.227,6308]
["2017-03-28T16:00:00",65.212500000000006,6370]
["2017-03-28T17:00:00",27.918900000000001,6432]
["2017-03-28T18:00:00",2.5369800000000002,6669]
["2017-03-28T19:00:00",0,6730]
["2017-03-28T20:00:00",0,6452]
["2017-03-28T21:00:00",0,6086]
["2017-03-28T22:00:00",0,5575]
["2017-03-28T23:00:00",0,5225]
["2017-03-29",0,5007]
["2017-03-29T01:00:00",0,4868]
["2017-03-29T02:00:00",0,4813]
["2017-03-29T03:00:00",0,4825]
["2017-03-29T04:00:00",0,4967]
["2017-03-29T05:00:00",0,5250]
["2017-03-29T06:00:00",9.4295599999999986,5519]
["2017-03-29T07:00:00",37.834199999999996,5920]
["2017-03-29T08:00:00",75.946899999999999,6281]
["2017-03-29T09:00:00",111.874,6449]
["2017-03-29T10:00:00",182.58199999999999,6453]
["2017-03-29T11:00:00",452.73,6352]
["2017-03-29T12:00:00",995.12699999999995,6221]
["2017-03-29T13:00:00",917.26300000000003,6115]
["2017-03-29T14:00:00",934.14800000000002,6030]
["2017-03-29T15:00:00",254.49,6043]
["2017-03-29T16:00:00",219.36099999999999,6080]
["2017-03-29T17:00:00",64.169699999999992,6084]
["2017-03-29T18:00:00",6.4999599999999997,6279]
["2017-03-29T19:00:00",0,6491]
["2017-03-29T20:00:00",0,6306]
["2017-03-29T21:00:00",0,5901]
["2017-03-29T22:00:00",0,5460]
["2017-03-29T23:00:00",0,5072]
["2017-03-30",0,4843]
["2017-03-30T01:00:00",0,4739]
["2017-03-30T02:00:00",0,4742]
["2017-03-30T03:00:00",0,4876]
["2017-03-30T04:00:00",0,5095]
["2017-03-30T05:00:00",0,5481]
["2017-03-30T06:00:00",12.722899999999999,5914]
["2017-03-30T07:00:00",44.192800000000005,6601]
["2017-03-30T08:00:00",90.935299999999998,7024]
["2017-03-30T09:00:00",134.02199999999999,7109]
["2017-03-30T10:00:00",180.20099999999999,7043]
["2017-03-30T11:00:00",499.88,6986]
["2017-03-30T12:00:00",370.63299999999998,6893]
["2017-03-30T13:00:00",366.34699999999998,6777]
["2017-03-30T14:00:00",290.53199999999998,6681]
["2017-03-30T15:00:00",440.512,6665]
["2017-03-30T16:00:00",130.12700000000001,6760]
["2017-03-30T17:00:00",84.18910000000001,6871]
["2017-03-30T18:00:00",6.6185400000000003,7214]
["2017-03-30T19:00:00",0,7693]
["2017-03-30T20:00:00",0,7448]
["2017-03-30T21:00:00",0,7028]
["2017-03-30T22:00:00",0,6601]
["2017-03-30T23:00:00",0,6308]
["2017-03-31",0,6241]
["2017-03-31T01:00:00",0,6268]
["2017-03-31T02:00:00",0,6419]
["2017-03-31T03:00:00",0,6753]
["2017-03-31T04:00:00",0,7435]
["2017-03-31T05:00:00",0,8516]
["2017-03-31T06:00:00",16.886700000000001,8732]
["2017-03-31T07:00:00",49.831900000000005,8295]
["2017-03-31T08:00:00",105.682,7756]
["2017-03-31T09:00:00",156.953,7308]
["2017-03-31T10:00:00",175.4,6948]
["2017-03-31T11:00:00",247.07,6621]
["2017-03-31T12:00:00",213.69300000000001,6434]
["2017-03-31T13:00:00",195.35900000000001,6269]
["2017-03-31T14:00:00",158.40899999999999,6180]
["2017-03-31T15:00:00",112.036,6176]
["2017-03-31T16:00:00",69.358399999999989,6241]
["2017-03-31T17:00:00",25.723299999999998,6328]
["2017-03-31T18:00:00",4.1431000000000004,6668]
["2017-03-31T19:00:00",0,7128]
["2017-03-31T20:00:00",0,6828]
["2017-03-31T21:00:00",0,6312]
["2017-03-31T22:00:00",0,5775]
["2017-03-31T23:00:00",0,5458]
["2017-04-01",0,5349]
["2017-04-01T01:00:00",0,5439]
["2017-04-01T02:00:00",0,5584]
["2017-04-01T03:00:00",0,5922]
["2017-04-01T04:00:00",0,6640]
["2017-04-01T05:00:00",0,7771]
["2017-04-01T06:00:00",0,8086]
["2017-04-01T07:00:00",377.84800000000001,7625]
["2017-04-01T08:00:00",719.32,7094]
["2017-04-01T09:00:00",744.24199999999996,6696]
["2017-04-01T10:00:00",614.23400000000004,6502]
["2017-04-01T11:00:00",354.93299999999999,6399]
["2017-04-01T12:00:00",483.22899999999998,6379]
["2017-04-01T13:00:00",285.77100000000002,6369]
["2017-04-01T14:00:00",131.761,6390]
["2017-04-01T15:00:00",94.7697,6480]
["2017-04-01T16:00:00",82.0578,6558]
["2017-04-01T17:00:00",94.923899999999989,6626]
["2017-04-01T18:00:00",2.73143,6811]
["2017-04-01T19:00:00",0,7176]
["2017-04-01T20:00:00",0,6848]
["2017-04-01T21:00:00",0,6224]
["2017-04-01T22:00:00",0,5588]
["2017-04-01T23:00:00",0,5129]
["2017-04-02",0,4880]
["2017-04-02T01:00:00",0,4800]
["2017-04-02T02:00:00",0,4811]
["2017-04-02T03:00:00",0,4989]
["2017-04-02T04:00:00",0,5578]
["2017-04-02T05:00:00",0,6537]
["2017-04-02T06:00:00",0,6846]
["2017-04-02T07:00:00",51.3277,6639]
["2017-04-02T08:00:00",78.925300000000007,6504]
["2017-04-02T09:00:00",85.942800000000005,6436]
["2017-04-02T10:00:00",761.35400000000004,6481]
["2017-04-02T11:00:00",920.98599999999999,6557]
["2017-04-02T12:00:00",674.80200000000002,6698]
["2017-04-02T13:00:00",481.24,6828]
["2017-04-02T14:00:00",109.955,6975]
["2017-04-02T15:00:00",532.51900000000001,7132]
["2017-04-02T16:00:00",654.20399999999995,7232]
["2017-04-02T17:00:00",61.980199999999996,7225]
["2017-04-02T18:00:00",15.9619,7250]
["2017-04-02T19:00:00",0,7531]
["2017-04-02T20:00:00",0,7145]
["2017-04-02T21:00:00",0,6459]
["2017-04-02T22:00:00",0,5713]
["2017-04-02T23:00:00",0,5208]
["2017-04-03",0,4920]
["2017-04-03T01:00:00",0,4759]
["2017-04-03T02:00:00",0,4691]
["2017-04-03T03:00:00",0,4760]
["2017-04-03T04:00:00",0,5212]
["2017-04-03T05:00:00",0,6079]
["2017-04-03T06:00:00",0,6354]
["2017-04-03T07:00:00",588.05999999999995,6357]
["2017-04-03T08:00:00",861.375,6380]
["2017-04-03T09:00:00",990.14499999999998,6450]
["2017-04-03T10:00:00",1027.6099999999999,6467]
["2017-04-03T11:00:00",1023.58,6546]
["2017-04-03T12:00:00",1039.46,6687]
["2017-04-03T13:00:00",1000.31,6792]
["2017-04-03T14:00:00",967.98199999999997,6920]
["2017-04-03T15:00:00",907.68899999999996,7063]
["2017-04-03T16:00:00",781.26700000000005,7160]
["2017-04-03T17:00:00",388.029,7158]
["2017-04-03T18:00:00",23.773599999999998,7193]
["2017-04-03T19:00:00",0,7544]
["2017-04-03T20:00:00",0,7158]
["2017-04-03T21:00:00",0,6484]
["2017-04-03T22:00:00",0,5763]
["2017-04-03T23:00:00",0,5244]
["2017-04-04",0,4951]
["2017-04-04T01:00:00",0,4782]
["2017-04-04T02:00:00",0,4728]
["2017-04-04T03:00:00",0,4797]
["2017-04-04T04:00:00",0,5183]
["2017-04-04T05:00:00",0,5968]
["2017-04-04T06:00:00",0,6219]
["2017-04-04T07:00:00",563.18700000000001,6276]
["2017-04-04T08:00:00",832.86199999999997,6394]
["2017-04-04T09:00:00",910,6572]
["2017-04-04T10:00:00",963.49099999999999,6643]
["2017-04-04T11:00:00",983.85299999999995,6683]
["2017-04-04T12:00:00",979.29899999999998,6812]
["2017-04-04T13:00:00",969.57799999999997,6912]
["2017-04-04T14:00:00",914.59900000000005,6959]
["2017-04-04T15:00:00",893.62900000000002,7121]
["2017-04-04T16:00:00",539.88699999999994,7182]
["2017-04-04T17:00:00",325.58499999999998,7062]
["2017-04-04T18:00:00",26.3231,7016]
["2017-04-04T19:00:00",0,7243]
["2017-04-04T20:00:00",0,6982]
["2017-04-04T21:00:00",0,6479]
["2017-04-04T22:00:00",0,5916]
["2017-04-04T23:00:00",0,5438]
["2017-04-05",0,5091]
["2017-04-05T01:00:00",0,4875]
["2017-04-05T02:00:00",0,4713]
["2017-04-05T03:00:00",0,4690]
["2017-04-05T04:00:00",0,4756]
["2017-04-05T05:00:00",0,5028]
["2017-04-05T06:00:00",156.833,5207]
["2017-04-05T07:00:00",603.41600000000005,5667]
["2017-04-05T08:00:00",821.30499999999995,5993]
["2017-04-05T09:00:00",893.85299999999995,6184]
["2017-04-05T10:00:00",898.11199999999997,6248]
["2017-04-05T11:00:00",924.35900000000004,6265]
["2017-04-05T12:00:00",898.01700000000005,6356]
["2017-04-05T13:00:00",907.85599999999999,6422]
["2017-04-05T14:00:00",906.27499999999998,6454]
["2017-04-05T15:00:00",824.39400000000001,6553]
["2017-04-05T16:00:00",719.29700000000003,6591]
["2017-04-05T17:00:00",357.80900000000003,6498]
["2017-04-05T18:00:00",32.523000000000003,6407]
["2017-04-05T19:00:00",0,6650]
["2017-04-05T20:00:00",0,6352]
["2017-04-05T21:00:00",0,5900]
["2017-04-05T22:00:00",0,5389]
["2017-04-05T23:00:00",0,4944]
["2017-04-06",0,4698]
["2017-04-06T01:00:00",0,4566]
["2017-04-06T02:00:00",0,4498]
["2017-04-06T03:00:00",0,4527]
["2017-04-06T04:00:00",0,4661]
["2017-04-06T05:00:00",0,4938]
["2017-04-06T06:00:00",188.13300000000001,5246]
["2017-04-06T07:00:00",551.18799999999999,5792]
["2017-04-06T08:00:00",789.29399999999998,6036]
["2017-04-06T09:00:00",874.36099999999999,6005]
["2017-04-06T10:00:00",841.91,5886]
["2017-04-06T11:00:00",880.22900000000004,5842]
["2017-04-06T12:00:00",945,5745]
["2017-04-06T13:00:00",861.072,5716]
["2017-04-06T14:00:00",911.20699999999999,5668]
["2017-04-06T15:00:00",860.24,5775]
["2017-04-06T16:00:00",718.76,5989]
["2017-04-06T17:00:00",388.6,6190]
["2017-04-06T18:00:00",31.918599999999998,6554]
["2017-04-06T19:00:00",0,6775]
["2017-04-06T20:00:00",0,6489]
["2017-04-06T21:00:00",0,6021]
["2017-04-06T22:00:00",0,5522]
["2017-04-06T23:00:00",0,5169]
["2017-04-07",0,4998]
["2017-04-07T01:00:00",0,4923]
["2017-04-07T02:00:00",0,4926]
["2017-04-07T03:00:00",0,5095]
["2017-04-07T04:00:00",0,5655]
["2017-04-07T05:00:00",0,6606]
["2017-04-07T06:00:00",60.951599999999999,6998]
["2017-04-07T07:00:00",193.97200000000001,6950]
["2017-04-07T08:00:00",236.13200000000001,7000]
["2017-04-07T09:00:00",297.08699999999999,7077]
["2017-04-07T10:00:00",504.24900000000002,7106]
["2017-04-07T11:00:00",152.53,7045]
["2017-04-07T12:00:00",253.203,6972]
["2017-04-07T13:00:00",619.17100000000005,6869]
["2017-04-07T14:00:00",106.334,6817]
["2017-04-07T15:00:00",160.739,6866]
["2017-04-07T16:00:00",364.30099999999999,6928]
["2017-04-07T17:00:00",333.97300000000001,7046]
["2017-04-07T18:00:00",25.685400000000001,7351]
["2017-04-07T19:00:00",0,7419]
["2017-04-07T20:00:00",0,6977]
["2017-04-07T21:00:00",0,6388]
["2017-04-07T22:00:00",0,5758]
["2017-04-07T23:00:00",0,5296]
["2017-04-08",0,5096]
["2017-04-08T01:00:00",0,4941]
["2017-04-08T02:00:00",0,4887]
["2017-04-08T03:00:00",0,4983]
["2017-04-08T04:00:00",0,5477]
["2017-04-08T05:00:00",0,6394]
["2017-04-08T06:00:00",52.0809,6696]
["2017-04-08T07:00:00",465.19099999999997,6660]
["2017-04-08T08:00:00",120.895,6645]
["2017-04-08T09:00:00",219.25399999999999,6691]
["2017-04-08T10:00:00",390.99099999999999,6675]
["2017-04-08T11:00:00",670.26700000000005,6587]
["2017-04-08T12:00:00",913.19899999999996,6556]
["2017-04-08T13:00:00",768.88300000000004,6488]
["2017-04-08T14:00:00",270.44400000000002,6437]
["2017-04-08T15:00:00",187.01400000000001,6494]
["2017-04-08T16:00:00",236.90100000000001,6506]
["2017-04-08T17:00:00",69.525000000000006,6578]
["2017-04-08T18:00:00",32.9741,6764]
["2017-04-08T19:00:00",0,7153]
["2017-04-08T20:00:00",0,6863]
["2017-04-08T21:00:00",0,6222]
["2017-04-08T22:00:00",0,5625]
["2017-04-08T23:00:00",0,5201]
["2017-04-09",0,5002]
["2017-04-09T01:00:00",0,4923]
["2017-04-09T02:00:00",0,4936]
["2017-04-09T03:00:00",0,5082]
["2017-04-09T04:00:00",0,5594]
["2017-04-09T05:00:00",0,6546]
["2017-04-09T06:00:00",176.04,6845]
["2017-04-09T07:00:00",232.05,6762]
["2017-04-09T08:00:00",151.99600000000001,6654]
["2017-04-09T09:00:00",264.14100000000002,6544]
["2017-04-09T10:00:00",556.22500000000002,6440]
["2017-04-09T11:00:00",1004.2,6344]
["2017-04-09T12:00:00",1003.04,6313]
["2017-04-09T13:00:00",981.23699999999997,6291]
["2017-04-09T14:00:00",973.13099999999997,6269]
["2017-04-09T15:00:00",922.84900000000005,6297]
["2017-04-09T16:00:00",791.10400000000004,6353]
["2017-04-09T17:00:00",419.64600000000002,6386]
["2017-04-09T18:00:00",41.078199999999995,6551]
["2017-04-09T19:00:00",0,7042]
["2017-04-09T20:00:00",0,6801]
["2017-04-09T21:00:00",0,6272]
["2017-04-09T22:00:00",0,5704]
["2017-04-09T23:00:00",0,5363]
["2017-04-10",0,5224]
["2017-04-10T01:00:00",0,5204]
["2017-04-10T02:00:00",0,5285]
["2017-04-10T03:00:00",0,5540]
["2017-04-10T04:00:00",0,6173]
["2017-04-10T05:00:00",0,7289]
["2017-04-10T06:00:00",161.68299999999999,7553]
["2017-04-10T07:00:00",641.04200000000003,7145]
["2017-04-10T08:00:00",859.42499999999995,6791]
["2017-04-10T09:00:00",953.2,6719]
["2017-04-10T10:00:00",951.04899999999998,6589]
["2017-04-10T11:00:00",991.34900000000005,6621]
["2017-04-10T12:00:00",999.90899999999999,6466]
["2017-04-10T13:00:00",949.04399999999998,6369]
["2017-04-10T14:00:00",930.43,6421]
["2017-04-10T15:00:00",870.23199999999997,6511]
["2017-04-10T16:00:00",749.67100000000005,6538]
["2017-04-10T17:00:00",402.49200000000002,6561]
["2017-04-10T18:00:00",43.897800000000004,6684]
["2017-04-10T19:00:00",0,7105]
["2017-04-10T20:00:00",0,6841]
["2017-04-10T21:00:00",0,6221]
["2017-04-10T22:00:00",0,5552]
["2017-04-10T23:00:00",0,5123]
["2017-04-11",0,4856]
["2017-04-11T01:00:00",0,4763]
["2017-04-11T02:00:00",0,4767]
["2017-04-11T03:00:00",0,4916]
["2017-04-11T04:00:00",0,5410]
["2017-04-11T05:00:00",0,6297]
["2017-04-11T06:00:00",187.18899999999999,6561]
["2017-04-11T07:00:00",638.70100000000002,6511]
["2017-04-11T08:00:00",837.27499999999998,6436]
["2017-04-11T09:00:00",899.94100000000003,6432]
["2017-04-11T10:00:00",926.86500000000001,6431]
["2017-04-11T11:00:00",879.01700000000005,6457]
["2017-04-11T12:00:00",911.56299999999999,6516]
["2017-04-11T13:00:00",926.41499999999996,6550]
["2017-04-11T14:00:00",871.9,6594]
["2017-04-11T15:00:00",723.50699999999995,6678]
["2017-04-11T16:00:00",545.04899999999998,6629]
["2017-04-11T17:00:00",147.096,6517]
["2017-04-11T18:00:00",35.677699999999994,6498]
["2017-04-11T19:00:00",0,6802]
["2017-04-11T20:00:00",0,6588]
["2017-04-11T21:00:00",0,6108]
["2017-04-11T22:00:00",0,5539]
["2017-04-11T23:00:00",0,5078]
["2017-04-12",0,4811]
["2017-04-12T01:00:00",0,4629]
["2017-04-12T02:00:00",0,4546]
["2017-04-12T03:00:00",0,4568]
["2017-04-12T04:00:00",0,4731]
["2017-04-12T05:00:00",0,4957]
["2017-04-12T06:00:00",84.686499999999995,5214]
["2017-04-12T07:00:00",303.21499999999997,5655]
["2017-04-12T08:00:00",323.024,5877]
["2017-04-12T09:00:00",318.49599999999998,6083]
["2017-04-12T10:00:00",346.25400000000002,6143]
["2017-04-12T11:00:00",197.976,6304]
["2017-04-12T12:00:00",290.24700000000001,6428]
["2017-04-12T13:00:00",158.072,6610]
["2017-04-12T14:00:00",477.41500000000002,6716]
["2017-04-12T15:00:00",196.63900000000001,6910]
["2017-04-12T16:00:00",396.09500000000003,7008]
["2017-04-12T17:00:00",144.18899999999999,6897]
["2017-04-12T18:00:00",4.0670200000000003,6729]
["2017-04-12T19:00:00",0,6943]
["2017-04-12T20:00:00",0,6641]
["2017-04-12T21:00:00",0,6077]
["2017-04-12T22:00:00",0,5561]
["2017-04-12T23:00:00",0,5044]
["2017-04-13",0,4727]
["2017-04-13T01:00:00",0,4540]
["2017-04-13T02:00:00",0,4429]
["2017-04-13T03:00:00",0,4383]
["2017-04-13T04:00:00",0,4463]
["2017-04-13T05:00:00",0,4613]
["2017-04-13T06:00:00",78.933600000000013,4868]
["2017-04-13T07:00:00",43.578400000000002,5374]
["2017-04-13T08:00:00",124.875,5764]
["2017-04-13T09:00:00",130.291,5912]
["2017-04-13T10:00:00",126.265,6134]
["2017-04-13T11:00:00",149.88499999999999,6317]
["2017-04-13T12:00:00",155.42699999999999,6572]
["2017-04-13T13:00:00",153.024,6771]
["2017-04-13T14:00:00",111.429,6913]
["2017-04-13T15:00:00",84.140899999999988,7038]
["2017-04-13T16:00:00",61.840600000000002,7124]
["2017-04-13T17:00:00",26.773499999999999,7087]
["2017-04-13T18:00:00",5.8488699999999998,7003]
["2017-04-13T19:00:00",0,7274]
["2017-04-13T20:00:00",0,6964]
["2017-04-13T21:00:00",0,6328]
["2017-04-13T22:00:00",0,5674]
["2017-04-13T23:00:00",0,5140]
["2017-04-14",0,4838]
["2017-04-14T01:00:00",0,4681]
["2017-04-14T02:00:00",0,4636]
["2017-04-14T03:00:00",0,4731]
["2017-04-14T04:00:00",0,5116]
["2017-04-14T05:00:00",0,5787]
["2017-04-14T06:00:00",21.106400000000001,6197]
["2017-04-14T07:00:00",56.715800000000002,6253]
["2017-04-14T08:00:00",80.122199999999992,6527]
["2017-04-14T09:00:00",126.5,6765]
["2017-04-14T10:00:00",158.25700000000001,7024]
["2017-04-14T11:00:00",167.93100000000001,6977]
["2017-04-14T12:00:00",153.679,7151]
["2017-04-14T13:00:00",138.88300000000001,7168]
["2017-04-14T14:00:00",372.78699999999998,7178]
["2017-04-14T15:00:00",193.982,7163]
["2017-04-14T16:00:00",127.29,7143]
["2017-04-14T17:00:00",71.759,7181]
["2017-04-14T18:00:00",7.4279700000000002,7238]
["2017-04-14T19:00:00",0,7512]
["2017-04-14T20:00:00",0,7147]
["2017-04-14T21:00:00",0,6554]
["2017-04-14T22:00:00",0,5873]
["2017-04-14T23:00:00",0,5403]
["2017-04-15",0,5134]
["2017-04-15T01:00:00",0,4997]
["2017-04-15T02:00:00",0,4997]
["2017-04-15T03:00:00",0,5121]
["2017-04-15T04:00:00",0,5505]
["2017-04-15T05:00:00",0,6289]
["2017-04-15T06:00:00",204.309,6607]
["2017-04-15T07:00:00",725.51099999999997,6714]
["2017-04-15T08:00:00",937.23199999999997,6880]
["2017-04-15T09:00:00",1012.09,7059]
["2017-04-15T10:00:00",1025.23,7108]
["2017-04-15T11:00:00",1043.3499999999999,7085]
["2017-04-15T12:00:00",1054.81,7067]
["2017-04-15T13:00:00",1017.97,7036]
["2017-04-15T14:00:00",1004.5,6972]
["2017-04-15T15:00:00",954.02800000000002,6961]
["2017-04-15T16:00:00",830.49199999999996,7014]
["2017-04-15T17:00:00",441.05,7049]
["2017-04-15T18:00:00",59.374300000000005,7131]
["2017-04-15T19:00:00",0,7206]
["2017-04-15T20:00:00",0,6888]
["2017-04-15T21:00:00",0,6149]
["2017-04-15T22:00:00",0,5829]
["2017-04-15T23:00:00",0,5535]
["2017-04-16",0,5439]
["2017-04-16T01:00:00",0,5477]
["2017-04-16T02:00:00",0,5600]
["2017-04-16T03:00:00",0,5900]
["2017-04-16T04:00:00",0,6642]
["2017-04-16T05:00:00",0,7610]
["2017-04-16T06:00:00",220.15799999999999,8059]
["2017-04-16T07:00:00",705.53599999999994,8083]
["2017-04-16T08:00:00",938.86,7994]
["2017-04-16T09:00:00",1000.25,7755]
["2017-04-16T10:00:00",1037.2,7424]
["2017-04-16T11:00:00",1051.0999999999999,7112]
["2017-04-16T12:00:00",1043.26,6900]
["2017-04-16T13:00:00",844.66700000000003,6647]
["2017-04-16T14:00:00",949.58299999999997,6469]
["2017-04-16T15:00:00",809.82899999999995,6444]
["2017-04-16T16:00:00",356.69900000000001,6497]
["2017-04-16T17:00:00",71.672800000000009,6668]
["2017-04-16T18:00:00",29.175900000000002,6983]
["2017-04-16T19:00:00",0,7653]
["2017-04-16T20:00:00",0,7637]
["2017-04-16T21:00:00",0,7288]
["2017-04-16T22:00:00",0,6819]
["2017-04-16T23:00:00",0,6516]
["2017-04-17",0,6445]
["2017-04-17T01:00:00",0,6516]
["2017-04-17T02:00:00",0,6635]
["2017-04-17T03:00:00",0,6942]
["2017-04-17T04:00:00",0,7588]
["2017-04-17T05:00:00",0,8308]
["2017-04-17T06:00:00",212.85599999999999,8532]
["2017-04-17T07:00:00",676.01199999999994,8347]
["2017-04-17T08:00:00",886.298,7880]
["2017-04-17T09:00:00",940.23900000000003,7470]
["2017-04-17T10:00:00",962.17399999999998,7086]
["2017-04-17T11:00:00",977.86099999999999,6723]
["2017-04-17T12:00:00",965.74400000000003,6559]
["2017-04-17T13:00:00",968.55700000000002,6389]
["2017-04-17T14:00:00",923.24099999999999,6261]
["2017-04-17T15:00:00",885.38499999999999,6274]
["2017-04-17T16:00:00",680.19500000000005,6252]
["2017-04-17T17:00:00",364.61599999999999,6304]
["2017-04-17T18:00:00",57.000699999999995,6446]
["2017-04-17T19:00:00",0,6965]
["2017-04-17T20:00:00",0,6844]
["2017-04-17T21:00:00",0,6422]
["2017-04-17T22:00:00",0,5967]
["2017-04-17T23:00:00",0,5626]
["2017-04-18",0,5519]
["2017-04-18T01:00:00",0,5503]
["2017-04-18T02:00:00",0,5566]
["2017-04-18T03:00:00",0,5777]
["2017-04-18T04:00:00",0,6169]
["2017-04-18T05:00:00",0,6791]
["2017-04-18T06:00:00",224.11099999999999,7101]
["2017-04-18T07:00:00",710.52200000000005,7231]
["2017-04-18T08:00:00",830.85400000000004,7135]
["2017-04-18T09:00:00",840.47900000000004,6937]
["2017-04-18T10:00:00",841.76900000000001,6720]
["2017-04-18T11:00:00",909.48800000000006,6428]
["2017-04-18T12:00:00",661.68399999999997,6206]
["2017-04-18T13:00:00",910.60299999999995,6055]
["2017-04-18T14:00:00",844.73900000000003,5960]
["2017-04-18T15:00:00",381.35899999999998,6004]
["2017-04-18T16:00:00",523.60400000000004,6153]
["2017-04-18T17:00:00",390.77199999999999,6274]
["2017-04-18T18:00:00",62.341099999999997,6486]
["2017-04-18T19:00:00",0,6713]
["2017-04-18T20:00:00",0,6524]
["2017-04-18T21:00:00",0,6187]
["2017-04-18T22:00:00",0,5813]
["2017-04-18T23:00:00",0,5461]
["2017-04-19",0,5277]
["2017-04-19T01:00:00",0,5176]
["2017-04-19T02:00:00",0,5154]
["2017-04-19T03:00:00",0,5260]
["2017-04-19T04:00:00",0,5408]
["2017-04-19T05:00:00",0,5715]
["2017-04-19T06:00:00",212.27099999999999,6000]
["2017-04-19T07:00:00",648.351,6491]
["2017-04-19T08:00:00",734.74599999999998,6858]
["2017-04-19T09:00:00",343.49299999999999,7061]
["2017-04-19T10:00:00",141.57,7033]
["2017-04-19T11:00:00",847.25199999999995,6903]
["2017-04-19T12:00:00",933,6708]
["2017-04-19T13:00:00",915.37300000000005,6572]
["2017-04-19T14:00:00",121.845,6524]
["2017-04-19T15:00:00",164.667,6559]
["2017-04-19T16:00:00",352.07900000000001,6638]
["2017-04-19T17:00:00",331.14299999999997,6750]
["2017-04-19T18:00:00",61.613,6943]
["2017-04-19T19:00:00",0,7174]
["2017-04-19T20:00:00",0,7026]
["2017-04-19T21:00:00",0,6699]
["2017-04-19T22:00:00",0,6242]
["2017-04-19T23:00:00",0,5840]
["2017-04-20",0,5620]
["2017-04-20T01:00:00",0,5483]
["2017-04-20T02:00:00",0,5450]
["2017-04-20T03:00:00",0,5490]
["2017-04-20T04:00:00",0,5702]
["2017-04-20T05:00:00",0,5950]
["2017-04-20T06:00:00",222.696,6258]
["2017-04-20T07:00:00",620.96900000000005,6685]
["2017-04-20T08:00:00",624.28200000000004,6758]
["2017-04-20T09:00:00",876.43299999999999,6508]
["2017-04-20T10:00:00",881.51300000000003,6223]
["2017-04-20T11:00:00",955.11199999999997,6109]
["2017-04-20T12:00:00",938.87599999999998,5940]
["2017-04-20T13:00:00",948.65800000000002,5801]
["2017-04-20T14:00:00",870.26300000000003,5653]
["2017-04-20T15:00:00",762.68200000000002,5629]
["2017-04-20T16:00:00",657.37800000000004,5625]
["2017-04-20T17:00:00",392.98599999999999,5778]
["2017-04-20T18:00:00",66.857600000000005,6064]
["2017-04-20T19:00:00",0,6512]
["2017-04-20T20:00:00",0,6399]
["2017-04-20T21:00:00",0,6002]
["2017-04-20T22:00:00",0,5499]
["2017-04-20T23:00:00",0,5182]
["2017-04-21",0,5112]
["2017-04-21T01:00:00",0,5082]
["2017-04-21T02:00:00",0,5200]
["2017-04-21T03:00:00",0,5464]
["2017-04-21T04:00:00",0,6018]
["2017-04-21T05:00:00",0,6798]
["2017-04-21T06:00:00",243.78299999999999,7139]
["2017-04-21T07:00:00",688.15499999999997,7093]
["2017-04-21T08:00:00",841.40200000000004,6859]
["2017-04-21T09:00:00",905.67399999999998,6674]
["2017-04-21T10:00:00",922.12400000000002,6493]
["2017-04-21T11:00:00",941.89700000000005,6408]
["2017-04-21T12:00:00",932.40599999999995,6366]
["2017-04-21T13:00:00",927.59699999999998,6317]
["2017-04-21T14:00:00",906.03099999999995,6344]
["2017-04-21T15:00:00",861.24800000000005,6440]
["2017-04-21T16:00:00",725.072,6541]
["2017-04-21T17:00:00",386.99299999999999,6575]
["2017-04-21T18:00:00",65.746600000000001,6645]
["2017-04-21T19:00:00",0,7041]
["2017-04-21T20:00:00",0,6791]
["2017-04-21T21:00:00",0,6166]
["2017-04-21T22:00:00",0,5535]
["2017-04-21T23:00:00",0,5115]
["2017-04-22",0,4924]
["2017-04-22T01:00:00",0,4863]
["2017-04-22T02:00:00",0,4903]
["2017-04-22T03:00:00",0,5092]
["2017-04-22T04:00:00",0,5624]
["2017-04-22T05:00:00",0,6425]
["2017-04-22T06:00:00",228.88800000000001,6631]
["2017-04-22T07:00:00",643.678,6547]
["2017-04-22T08:00:00",741.47500000000002,6482]
["2017-04-22T09:00:00",798.98299999999995,6473]
["2017-04-22T10:00:00",849.197,6522]
["2017-04-22T11:00:00",909.94899999999996,6622]
["2017-04-22T12:00:00",894.52099999999996,6764]
["2017-04-22T13:00:00",923.23199999999997,6895]
["2017-04-22T14:00:00",849.23500000000001,7025]
["2017-04-22T15:00:00",820.00400000000002,7131]
["2017-04-22T16:00:00",545.27300000000002,7104]
["2017-04-22T17:00:00",417.36,7087]
["2017-04-22T18:00:00",61.858599999999996,7106]
["2017-04-22T19:00:00",0,7390]
["2017-04-22T20:00:00",0,7080]
["2017-04-22T21:00:00",0,6435]
["2017-04-22T22:00:00",0,5756]
["2017-04-22T23:00:00",0,5265]
["2017-04-23",0,5002]
["2017-04-23T01:00:00",0,4849]
["2017-04-23T02:00:00",0,4791]
["2017-04-23T03:00:00",0,4863]
["2017-04-23T04:00:00",0,5288]
["2017-04-23T05:00:00",0,5936]
["2017-04-23T06:00:00",74.37469999999999,6221]
["2017-04-23T07:00:00",404.28100000000001,6298]
["2017-04-23T08:00:00",86.550600000000003,6422]
["2017-04-23T09:00:00",103.16,6519]
["2017-04-23T10:00:00",392.55500000000001,6561]
["2017-04-23T11:00:00",813.88699999999994,6584]
["2017-04-23T12:00:00",570.72299999999996,6651]
["2017-04-23T13:00:00",944.85400000000004,6708]
["2017-04-23T14:00:00",234.58600000000001,6799]
["2017-04-23T15:00:00",540.51499999999999,6904]
["2017-04-23T16:00:00",754.39400000000001,6955]
["2017-04-23T17:00:00",285.94400000000002,6894]
["2017-04-23T18:00:00",73.9529,6818]
["2017-04-23T19:00:00",0,7119]
["2017-04-23T20:00:00",0,6847]
["2017-04-23T21:00:00",0,6246]
["2017-04-23T22:00:00",0,5554]
["2017-04-23T23:00:00",0,5165]
["2017-04-24",0,4944]
["2017-04-24T01:00:00",0,4867]
["2017-04-24T02:00:00",0,4882]
["2017-04-24T03:00:00",0,5060]
["2017-04-24T04:00:00",0,5567]
["2017-04-24T05:00:00",0,6371]
["2017-04-24T06:00:00",239.40799999999999,6704]
["2017-04-24T07:00:00",167.08199999999999,6656]
["2017-04-24T08:00:00",404.99,6520]
["2017-04-24T09:00:00",564.51099999999997,6494]
["2017-04-24T10:00:00",218.53800000000001,6421]
["2017-04-24T11:00:00",645.32500000000005,6366]
["2017-04-24T12:00:00",1074.1300000000001,6401]
["2017-04-24T13:00:00",1002.57,6372]
["2017-04-24T14:00:00",961.75400000000002,6406]
["2017-04-24T15:00:00",372.14299999999997,6508]
["2017-04-24T16:00:00",178.001,6556]
["2017-04-24T17:00:00",288.05500000000001,6560]
["2017-04-24T18:00:00",57.658799999999999,6593]
["2017-04-24T19:00:00",0,6973]
["2017-04-24T20:00:00",0,6746]
["2017-04-24T21:00:00",0,6175]
["2017-04-24T22:00:00",0,5550]
["2017-04-24T23:00:00",0,5203]
["2017-04-25",0,4894]
["2017-04-25T01:00:00",0,4800]
["2017-04-25T02:00:00",0,4774]
["2017-04-25T03:00:00",0,4927]
["2017-04-25T04:00:00",0,5364]
["2017-04-25T05:00:00",0,6027]
["2017-04-25T06:00:00",271.81,6302]
["2017-04-25T07:00:00",743.27200000000005,6337]
["2017-04-25T08:00:00",914.43399999999997,6407]
["2017-04-25T09:00:00",972.32899999999995,6532]
["2017-04-25T10:00:00",1013,6669]
["2017-04-25T11:00:00",1023.51,6817]
["2017-04-25T12:00:00",1013.73,6952]
["2017-04-25T13:00:00",1023.16,7001]
["2017-04-25T14:00:00",994.55100000000004,7009]
["2017-04-25T15:00:00",947.35900000000004,7068]
["2017-04-25T16:00:00",802.04399999999998,6982]
["2017-04-25T17:00:00",450.11,6859]
["2017-04-25T18:00:00",73.659300000000002,6741]
["2017-04-25T19:00:00",0,6887]
["2017-04-25T20:00:00",0,6685]
["2017-04-25T21:00:00",0,6233]
["2017-04-25T22:00:00",0,5681]
["2017-04-25T23:00:00",0,5165]
["2017-04-26",0,4875]
["2017-04-26T01:00:00",0,4665]
["2017-04-26T02:00:00",0,4573]
["2017-04-26T03:00:00",0,4601]
["2017-04-26T04:00:00",0,4726]
["2017-04-26T05:00:00",0,4886]
["2017-04-26T06:00:00",23.854900000000001,5193]
["2017-04-26T07:00:00",59.411099999999998,5589]
["2017-04-26T08:00:00",199.095,5842]
["2017-04-26T09:00:00",104.139,5988]
["2017-04-26T10:00:00",169.65600000000001,6063]
["2017-04-26T11:00:00",230.38399999999999,6121]
["2017-04-26T12:00:00",269.63900000000001,6266]
["2017-04-26T13:00:00",165.28399999999999,6396]
["2017-04-26T14:00:00",466.73200000000003,6556]
["2017-04-26T15:00:00",447.61,6732]
["2017-04-26T16:00:00",159.102,6852]
["2017-04-26T17:00:00",55.125900000000001,6753]
["2017-04-26T18:00:00",15.195200000000002,6531]
["2017-04-26T19:00:00",0,6691]
["2017-04-26T20:00:00",0,6472]
["2017-04-26T21:00:00",0,5989]
["2017-04-26T22:00:00",0,5461]
["2017-04-26T23:00:00",0,4973]
["2017-04-27",0,4679]
["2017-04-27T01:00:00",0,4486]
["2017-04-27T02:00:00",0,4391]
["2017-04-27T03:00:00",0,4395]
["2017-04-27T04:00:00",0,4474]
["2017-04-27T05:00:00",0,4536]
["2017-04-27T06:00:00",236.999,4850]
["2017-04-27T07:00:00",604.98599999999999,5345]
["2017-04-27T08:00:00",104.22799999999999,5670]
["2017-04-27T09:00:00",815.83600000000001,5814]
["2017-04-27T10:00:00",219.80799999999999,5994]
["2017-04-27T11:00:00",935.95500000000004,6263]
["2017-04-27T12:00:00",1020.95,6580]
["2017-04-27T13:00:00",849.10299999999995,6882]
["2017-04-27T14:00:00",504.09699999999998,7149]
["2017-04-27T15:00:00",117.55800000000001,7395]
["2017-04-27T16:00:00",614.70299999999997,7558]
["2017-04-27T17:00:00",30.007400000000001,7461]
["2017-04-27T18:00:00",57.5886,7257]
["2017-04-27T19:00:00",0,7481]
["2017-04-27T20:00:00",0,7087]
["2017-04-27T21:00:00",0,6543]
["2017-04-27T22:00:00",0,5723]
["2017-04-27T23:00:00",0,5193]
["2017-04-28",0,4891]
["2017-04-28T01:00:00",0,4719]
["2017-04-28T02:00:00",0,4642]
["2017-04-28T03:00:00",0,4727]
["2017-04-28T04:00:00",0,5096]
["2017-04-28T05:00:00",36.194099999999999,5839]
["2017-04-28T06:00:00",267.226,6119]
["2017-04-28T07:00:00",739.45399999999995,6231]
["2017-04-28T08:00:00",898.01800000000003,6404]
["2017-04-28T09:00:00",942.26400000000001,6626]
["2017-04-28T10:00:00",966.34400000000005,6855]
["2017-04-28T11:00:00",907.93899999999996,7014]
["2017-04-28T12:00:00",991.97,7158]
["2017-04-28T13:00:00",954.52,7257]
["2017-04-28T14:00:00",950.83699999999999,7354]
["2017-04-28T15:00:00",821.04300000000001,7430]
["2017-04-28T16:00:00",687.09900000000005,7458]
["2017-04-28T17:00:00",405.57,7422]
["2017-04-28T18:00:00",66.891000000000005,7417]
["2017-04-28T19:00:00",0,7593]
["2017-04-28T20:00:00",0,7207]
["2017-04-28T21:00:00",0,6497]
["2017-04-28T22:00:00",0,5790]
["2017-04-28T23:00:00",0,5307]
["2017-04-29",0,5025]
["2017-04-29T01:00:00",0,4894]
["2017-04-29T02:00:00",0,4812]
["2017-04-29T03:00:00",0,4906]
["2017-04-29T04:00:00",0,5333]
["2017-04-29T05:00:00",0,6111]
["2017-04-29T06:00:00",23.0777,6400]
["2017-04-29T07:00:00",52.787300000000002,6455]
["2017-04-29T08:00:00",169.21899999999999,6632]
["2017-04-29T09:00:00",120.822,6797]
["2017-04-29T10:00:00",423.96800000000002,6943]
["2017-04-29T11:00:00",793.73800000000006,7132]
["2017-04-29T12:00:00",505.16399999999999,7325]
["2017-04-29T13:00:00",876.197,7425]
["2017-04-29T14:00:00",659.14700000000005,7552]
["2017-04-29T15:00:00",669.36699999999996,7532]
["2017-04-29T16:00:00",404.702,7494]
["2017-04-29T17:00:00",403.23200000000003,7469]
["2017-04-29T18:00:00",22.463999999999999,7486]
["2017-04-29T19:00:00",0,7618]
["2017-04-29T20:00:00",0,7291]
["2017-04-29T21:00:00",0,6636]
["2017-04-29T22:00:00",0,5977]
["2017-04-29T23:00:00",0,5539]
["2017-04-30",0,5304]
["2017-04-30T01:00:00",0,5154]
["2017-04-30T02:00:00",0,5116]
["2017-04-30T03:00:00",0,5208]
["2017-04-30T04:00:00",0,5671]
["2017-04-30T05:00:00",20.924299999999999,6450]
["2017-04-30T06:00:00",194.637,6822]
["2017-04-30T07:00:00",169.43700000000001,6990]
["2017-04-30T08:00:00",220.60499999999999,7216]
["2017-04-30T09:00:00",461.94600000000003,7446]
["2017-04-30T10:00:00",494.69900000000001,7601]
["2017-04-30T11:00:00",429.69400000000002,7682]
["2017-04-30T12:00:00",242.63,7587]
["2017-04-30T13:00:00",154.43299999999999,7445]
["2017-04-30T14:00:00",111.349,7372]
["2017-04-30T15:00:00",104.848,7389]
["2017-04-30T16:00:00",92.025700000000001,7406]
["2017-04-30T17:00:00",59.603999999999999,7413]
["2017-04-30T18:00:00",22.6221,7399]
["2017-04-30T19:00:00",0,7667]
["2017-04-30T20:00:00",0,7439]
["2017-04-30T21:00:00",0,6818]
["2017-04-30T22:00:00",0,6154]
["2017-04-30T23:00:00",0,5626]
["2017-05-01",0,5306]
["2017-05-01T01:00:00",0,5113]
["2017-05-01T02:00:00",0,5011]
["2017-05-01T03:00:00",0,5077]
["2017-05-01T04:00:00",0,5479]
["2017-05-01T05:00:00",16.7682,6270]
["2017-05-01T06:00:00",226.98400000000001,6575]
["2017-05-01T07:00:00",502.54599999999999,6627]
["2017-05-01T08:00:00",354.88400000000001,6805]
["2017-05-01T09:00:00",874.97299999999996,7200]
["2017-05-01T10:00:00",794.77599999999995,7392]
["2017-05-01T11:00:00",505.452,7542]
["2017-05-01T12:00:00",743.529,7627]
["2017-05-01T13:00:00",997.04200000000003,7627]
["2017-05-01T14:00:00",911.93499999999995,7528]
["2017-05-01T15:00:00",901.28899999999999,7517]
["2017-05-01T16:00:00",677.28599999999994,7411]
["2017-05-01T17:00:00",479.24099999999999,7333]
["2017-05-01T18:00:00",58.626400000000004,7312]
["2017-05-01T19:00:00",0,7555]
["2017-05-01T20:00:00",0,7344]
["2017-05-01T21:00:00",0,6674]
["2017-05-01T22:00:00",0,5952]
["2017-05-01T23:00:00",0,5402]
["2017-05-02",0,5112]
["2017-05-02T01:00:00",0,4884]
["2017-05-02T02:00:00",0,4802]
["2017-05-02T03:00:00",0,4849]
["2017-05-02T04:00:00",0,5199]
["2017-05-02T05:00:00",14.041399999999999,5882]
["2017-05-02T06:00:00",176.20400000000001,6152]
["2017-05-02T07:00:00",419.78500000000003,6252]
["2017-05-02T08:00:00",894.83799999999997,6331]
["2017-05-02T09:00:00",953.64599999999996,6392]
["2017-05-02T10:00:00",741.52700000000004,6349]
["2017-05-02T11:00:00",676.39300000000003,6348]
["2017-05-02T12:00:00",595.61099999999999,6327]
["2017-05-02T13:00:00",966.79100000000005,6251]
["2017-05-02T14:00:00",938.01800000000003,6213]
["2017-05-02T15:00:00",887.16200000000003,6250]
["2017-05-02T16:00:00",634.01099999999997,6247]
["2017-05-02T17:00:00",424.11200000000002,6190]
["2017-05-02T18:00:00",50.117100000000001,6169]
["2017-05-02T19:00:00",0,6477]
["2017-05-02T20:00:00",0,6370]
["2017-05-02T21:00:00",0,5991]
["2017-05-02T22:00:00",0,5474]
["2017-05-02T23:00:00",0,5026]
["2017-05-03",0,4770]
["2017-05-03T01:00:00",0,4643]
["2017-05-03T02:00:00",0,4594]
["2017-05-03T03:00:00",0,4581]
["2017-05-03T04:00:00",0,4783]
["2017-05-03T05:00:00",5.5225200000000001,4933]
["2017-05-03T06:00:00",87.273600000000002,5230]
["2017-05-03T07:00:00",212.12299999999999,5588]
["2017-05-03T08:00:00",133.05799999999999,5836]
["2017-05-03T09:00:00",182.572,5973]
["2017-05-03T10:00:00",232.101,6095]
["2017-05-03T11:00:00",447.70100000000002,6123]
["2017-05-03T12:00:00",409.90899999999999,6287]
["2017-05-03T13:00:00",306.96199999999999,6411]
["2017-05-03T14:00:00",324.048,6540]
["2017-05-03T15:00:00",125.654,6677]
["2017-05-03T16:00:00",83.903100000000009,6778]
["2017-05-03T17:00:00",41.104300000000002,6712]
["2017-05-03T18:00:00",16.364599999999999,6516]
["2017-05-03T19:00:00",0,6651]
["2017-05-03T20:00:00",0,6471]
["2017-05-03T21:00:00",0,5985]
["2017-05-03T22:00:00",0,5431]
["2017-05-03T23:00:00",0,4968]
["2017-05-04",0,4680]
["2017-05-04T01:00:00",0,4505]
["2017-05-04T02:00:00",0,4418]
["2017-05-04T03:00:00",0,4428]
["2017-05-04T04:00:00",0,4480]
["2017-05-04T05:00:00",10.64,4516]
["2017-05-04T06:00:00",191.45099999999999,4886]
["2017-05-04T07:00:00",600.13099999999997,5332]
["2017-05-04T08:00:00",828.73400000000004,5665]
["2017-05-04T09:00:00",947.55499999999995,5808]
["2017-05-04T10:00:00",1004.93,5979]
["2017-05-04T11:00:00",895.86500000000001,6160]
["2017-05-04T12:00:00",937.68299999999999,6408]
["2017-05-04T13:00:00",412.524,6672]
["2017-05-04T14:00:00",531.029,6946]
["2017-05-04T15:00:00",227.934,7215]
["2017-05-04T16:00:00",345.92399999999998,7437]
["2017-05-04T17:00:00",113.411,7468]
["2017-05-04T18:00:00",53.800599999999996,7299]
["2017-05-04T19:00:00",0,7448]
["2017-05-04T20:00:00",0,7196]
["2017-05-04T21:00:00",0,6489]
["2017-05-04T22:00:00",0,5738]
["2017-05-04T23:00:00",0,5193]
["2017-05-05",0,4890]
["2017-05-05T01:00:00",0,4717]
["2017-05-05T02:00:00",0,4639]
["2017-05-05T03:00:00",0,4722]
["2017-05-05T04:00:00",0,5162]
["2017-05-05T05:00:00",120.432,5851]
["2017-05-05T06:00:00",293.74599999999998,6146]
["2017-05-05T07:00:00",768.12699999999995,6292]
["2017-05-05T08:00:00",885.92499999999995,6459]
["2017-05-05T09:00:00",956.08199999999999,6690]
["2017-05-05T10:00:00",976.83500000000004,6862]
["2017-05-05T11:00:00",983.21100000000001,7059]
["2017-05-05T12:00:00",985.10900000000004,7325]
["2017-05-05T13:00:00",985.50099999999998,7602]
["2017-05-05T14:00:00",737.76700000000005,7868]
["2017-05-05T15:00:00",878.84500000000003,8053]
["2017-05-05T16:00:00",659.64800000000002,8065]
["2017-05-05T17:00:00",428.40499999999997,7895]
["2017-05-05T18:00:00",80.18180000000001,7701]
["2017-05-05T19:00:00",0,7816]
["2017-05-05T20:00:00",0,7469]
["2017-05-05T21:00:00",0,6757]
["2017-05-05T22:00:00",0,5929]
["2017-05-05T23:00:00",0,5399]
["2017-05-06",0,5126]
["2017-05-06T01:00:00",0,4957]
["2017-05-06T02:00:00",0,4854]
["2017-05-06T03:00:00",0,4925]
["2017-05-06T04:00:00",0,5337]
["2017-05-06T05:00:00",12.7879,6029]
["2017-05-06T06:00:00",63.4527,6319]
["2017-05-06T07:00:00",140.46799999999999,6478]
["2017-05-06T08:00:00",384.56099999999998,6667]
["2017-05-06T09:00:00",235.42,6992]
["2017-05-06T10:00:00",570.03200000000004,7278]
["2017-05-06T11:00:00",822.29600000000005,7679]
["2017-05-06T12:00:00",545.92999999999995,8097]
["2017-05-06T13:00:00",642.37300000000005,8450]
["2017-05-06T14:00:00",530.005,8772]
["2017-05-06T15:00:00",440.55799999999999,9055]
["2017-05-06T16:00:00",290.57299999999998,9140]
["2017-05-06T17:00:00",163.31399999999999,9012]
["2017-05-06T18:00:00",41.86,8659]
["2017-05-06T19:00:00",0,8647]
["2017-05-06T20:00:00",0,8192]
["2017-05-06T21:00:00",0,7260]
["2017-05-06T22:00:00",0,6352]
["2017-05-06T23:00:00",0,5743]
["2017-05-07",0,5356]
["2017-05-07T01:00:00",0,5147]
["2017-05-07T02:00:00",0,5036]
["2017-05-07T03:00:00",0,5076]
["2017-05-07T04:00:00",0,5443]
["2017-05-07T05:00:00",11.5265,6197]
["2017-05-07T06:00:00",187.869,6466]
["2017-05-07T07:00:00",576.77300000000002,6522]
["2017-05-07T08:00:00",778.07100000000003,6706]
["2017-05-07T09:00:00",719.23800000000006,7097]
["2017-05-07T10:00:00",642.26400000000001,7446]
["2017-05-07T11:00:00",936.43299999999999,7768]
["2017-05-07T12:00:00",765.33199999999999,8126]
["2017-05-07T13:00:00",855.35699999999997,8447]
["2017-05-07T14:00:00",594.61,8760]
["2017-05-07T15:00:00",735.90499999999997,9043]
["2017-05-07T16:00:00",587.36599999999999,9140]
["2017-05-07T17:00:00",293.82,9040]
["2017-05-07T18:00:00",51.753900000000002,8718]
["2017-05-07T19:00:00",0,8695]
["2017-05-07T20:00:00",0,8293]
["2017-05-07T21:00:00",0,7404]
["2017-05-07T22:00:00",0,6478]
["2017-05-07T23:00:00",0,5830]
["2017-05-08",0,5439]
["2017-05-08T01:00:00",0,5178]
["2017-05-08T02:00:00",0,5086]
["2017-05-08T03:00:00",0,5118]
["2017-05-08T04:00:00",0,5520]
["2017-05-08T05:00:00",27.971,6154]
["2017-05-08T06:00:00",242.87200000000001,6509]
["2017-05-08T07:00:00",628.85299999999995,6823]
["2017-05-08T08:00:00",768.93100000000004,7245]
["2017-05-08T09:00:00",884.04499999999996,7706]
["2017-05-08T10:00:00",919.12099999999998,8224]
["2017-05-08T11:00:00",935.80100000000004,8684]
["2017-05-08T12:00:00",932.625,9097]
["2017-05-08T13:00:00",881.31500000000005,9470]
["2017-05-08T14:00:00",925.74400000000003,9698]
["2017-05-08T15:00:00",249.43600000000001,9838]
["2017-05-08T16:00:00",224.40600000000001,9779]
["2017-05-08T17:00:00",71.879199999999997,9668]
["2017-05-08T18:00:00",46.371600000000001,9366]
["2017-05-08T19:00:00",0,9233]
["2017-05-08T20:00:00",0,8706]
["2017-05-08T21:00:00",0,7834]
["2017-05-08T22:00:00",0,6868]
["2017-05-08T23:00:00",0,6182]
["2017-05-09",0,5761]
["2017-05-09T01:00:00",0,5475]
["2017-05-09T02:00:00",0,5283]
["2017-05-09T03:00:00",0,5311]
["2017-05-09T04:00:00",0,5685]
["2017-05-09T05:00:00",8.0991099999999996,6290]
["2017-05-09T06:00:00",212.62100000000001,6691]
["2017-05-09T07:00:00",401.77300000000002,7074]
["2017-05-09T08:00:00",237.48599999999999,7454]
["2017-05-09T09:00:00",776.81700000000001,8006]
["2017-05-09T10:00:00",372.09399999999999,8508]
["2017-05-09T11:00:00",549.32299999999998,8917]
["2017-05-09T12:00:00",650.86599999999999,9385]
["2017-05-09T13:00:00",302.47699999999998,9635]
["2017-05-09T14:00:00",469.76,9653]
["2017-05-09T15:00:00",480.964,9663]
["2017-05-09T16:00:00",102.79,9489]
["2017-05-09T17:00:00",89.932400000000001,9205]
["2017-05-09T18:00:00",34.702800000000003,8766]
["2017-05-09T19:00:00",0,8700]
["2017-05-09T20:00:00",0,8315]
["2017-05-09T21:00:00",0,7637]
["2017-05-09T22:00:00",0,6854]
["2017-05-09T23:00:00",0,6234]
["2017-05-10",0,5806]
["2017-05-10T01:00:00",0,5524]
["2017-05-10T02:00:00",0,5336]
["2017-05-10T03:00:00",0,5278]
["2017-05-10T04:00:00",0,5373]
["2017-05-10T05:00:00",97.294600000000003,5472]
["2017-05-10T06:00:00",276.02199999999999,5791]
["2017-05-10T07:00:00",640.68100000000004,6415]
["2017-05-10T08:00:00",953.90200000000004,7029]
["2017-05-10T09:00:00",1013.46,7644]
["2017-05-10T10:00:00",578.98699999999997,8136]
["2017-05-10T11:00:00",707.81500000000005,8553]
["2017-05-10T12:00:00",615.24099999999999,8845]
["2017-05-10T13:00:00",828.73900000000003,9039]
["2017-05-10T14:00:00",406.55799999999999,9097]
["2017-05-10T15:00:00",639.72799999999995,8986]
["2017-05-10T16:00:00",831.86900000000003,8695]
["2017-05-10T17:00:00",502.09199999999998,8267]
["2017-05-10T18:00:00",78.041699999999992,7860]
["2017-05-10T19:00:00",5.4171800000000001,7881]
["2017-05-10T20:00:00",0,7604]
["2017-05-10T21:00:00",0,7049]
["2017-05-10T22:00:00",0,6392]
["2017-05-10T23:00:00",0,5817]
["2017-05-11",0,5434]
["2017-05-11T01:00:00",0,5132]
["2017-05-11T02:00:00",0,5000]
["2017-05-11T03:00:00",0,4915]
["2017-05-11T04:00:00",0,4940]
["2017-05-11T05:00:00",135.18299999999999,4936]
["2017-05-11T06:00:00",306.553,5367]
["2017-05-11T07:00:00",772.69299999999998,6068]
["2017-05-11T08:00:00",911.33699999999999,6718]
["2017-05-11T09:00:00",958.73500000000001,7106]
["2017-05-11T10:00:00",970.99599999999998,7407]
["2017-05-11T11:00:00",976.92399999999998,7789]
["2017-05-11T12:00:00",989.48900000000003,8055]
["2017-05-11T13:00:00",971.24300000000005,8375]
["2017-05-11T14:00:00",967.56100000000004,8566]
["2017-05-11T15:00:00",923.505,8728]
["2017-05-11T16:00:00",815.37,8852]
["2017-05-11T17:00:00",335.50400000000002,8739]
["2017-05-11T18:00:00",56.911000000000001,8430]
["2017-05-11T19:00:00",1.1965999999999999,8371]
["2017-05-11T20:00:00",0,8110]
["2017-05-11T21:00:00",0,7275]
["2017-05-11T22:00:00",0,6491]
["2017-05-11T23:00:00",0,5790]
["2017-05-12",0,5411]
["2017-05-12T01:00:00",0,5170]
["2017-05-12T02:00:00",0,5091]
["2017-05-12T03:00:00",0,5180]
["2017-05-12T04:00:00",0,5587]
["2017-05-12T05:00:00",59.125,6265]
["2017-05-12T06:00:00",197.93199999999999,6682]
["2017-05-12T07:00:00",566.66800000000001,7013]
["2017-05-12T08:00:00",565.60799999999995,7483]
["2017-05-12T09:00:00",307.72800000000001,8128]
["2017-05-12T10:00:00",391.36700000000002,8810]
["2017-05-12T11:00:00",512.24800000000005,9333]
["2017-05-12T12:00:00",353.90100000000001,9773]
["2017-05-12T13:00:00",316.43599999999998,9938]
["2017-05-12T14:00:00",203.78200000000001,10153]
["2017-05-12T15:00:00",194.916,10350]
["2017-05-12T16:00:00",138.256,10376]
["2017-05-12T17:00:00",287.85399999999998,10264]
["2017-05-12T18:00:00",27.9694,9987]
["2017-05-12T19:00:00",0,9787]
["2017-05-12T20:00:00",0,9217]
["2017-05-12T21:00:00",0,8163]
["2017-05-12T22:00:00",0,7247]
["2017-05-12T23:00:00",0,6492]
["2017-05-13",0,6017]
["2017-05-13T01:00:00",0,5746]
["2017-05-13T02:00:00",0,5553]
["2017-05-13T03:00:00",0,5594]
["2017-05-13T04:00:00",0,5954]
["2017-05-13T05:00:00",8.8535599999999999,6585]
["2017-05-13T06:00:00",38.525700000000001,7063]
["2017-05-13T07:00:00",157.52799999999999,7487]
["2017-05-13T08:00:00",289.661,8019]
["2017-05-13T09:00:00",298.63099999999997,8604]
["2017-05-13T10:00:00",547.31700000000001,9230]
["2017-05-13T11:00:00",850.30899999999997,9884]
["2017-05-13T12:00:00",473.23099999999999,10218]
["2017-05-13T13:00:00",432.31700000000001,10376]
["2017-05-13T14:00:00",446.44799999999998,10698]
["2017-05-13T15:00:00",283.24299999999999,10883]
["2017-05-13T16:00:00",457.83199999999999,10799]
["2017-05-13T17:00:00",299.48700000000002,10621]
["2017-05-13T18:00:00",56.627099999999999,10245]
["2017-05-13T19:00:00",0,10007]
["2017-05-13T20:00:00",0,9402]
["2017-05-13T21:00:00",0,8492]
["2017-05-13T22:00:00",0,7427]
["2017-05-13T23:00:00",0,6680]
["2017-05-14",0,6232]
["2017-05-14T01:00:00",0,5900]
["2017-05-14T02:00:00",0,5711]
["2017-05-14T03:00:00",0,5715]
["2017-05-14T04:00:00",0,6043]
["2017-05-14T05:00:00",165.80600000000001,6666]
["2017-05-14T06:00:00",316.32900000000001,7104]
["2017-05-14T07:00:00",764.45299999999997,7493]
["2017-05-14T08:00:00",886.053,7950]
["2017-05-14T09:00:00",934.68799999999999,8527]
["2017-05-14T10:00:00",973.86400000000003,9138]
["2017-05-14T11:00:00",973.904,9772]
["2017-05-14T12:00:00",834.22199999999998,9914]
["2017-05-14T13:00:00",894.93799999999999,10314]
["2017-05-14T14:00:00",848.9,10525]
["2017-05-14T15:00:00",834.56100000000004,10592]
["2017-05-14T16:00:00",770.04200000000003,10506]
["2017-05-14T17:00:00",436.661,10185]
["2017-05-14T18:00:00",89.48960000000001,9648]
["2017-05-14T19:00:00",4.64574,9517]
["2017-05-14T20:00:00",0,8844]
["2017-05-14T21:00:00",0,8001]
["2017-05-14T22:00:00",0,7095]
["2017-05-14T23:00:00",0,6361]
["2017-05-15",0,5890]
["2017-05-15T01:00:00",0,5634]
["2017-05-15T02:00:00",0,5496]
["2017-05-15T03:00:00",0,5500]
["2017-05-15T04:00:00",0,5899]
["2017-05-15T05:00:00",25.232500000000002,6527]
["2017-05-15T06:00:00",85.98,7046]
["2017-05-15T07:00:00",344.57499999999999,7325]
["2017-05-15T08:00:00",388.19299999999998,7729]
["2017-05-15T09:00:00",398.41199999999998,8101]
["2017-05-15T10:00:00",510.911,8268]
["2017-05-15T11:00:00",586.58699999999999,8336]
["2017-05-15T12:00:00",766.428,8304]
["2017-05-15T13:00:00",739.33299999999997,8141]
["2017-05-15T14:00:00",507.12299999999999,7972]
["2017-05-15T15:00:00",451.56599999999997,7976]
["2017-05-15T16:00:00",225.89500000000001,7916]
["2017-05-15T17:00:00",92.199300000000008,7879]
["2017-05-15T18:00:00",35.845599999999997,7828]
["2017-05-15T19:00:00",0,8024]
["2017-05-15T20:00:00",0,7769]
["2017-05-15T21:00:00",0,7170]
["2017-05-15T22:00:00",0,6532]
["2017-05-15T23:00:00",0,5976]
["2017-05-16",0,5681]
["2017-05-16T01:00:00",0,5524]
["2017-05-16T02:00:00",0,5379]
["2017-05-16T03:00:00",0,5384]
["2017-05-16T04:00:00",0,5728]
["2017-05-16T05:00:00",46.3628,6325]
["2017-05-16T06:00:00",242.92099999999999,6601]
["2017-05-16T07:00:00",549.279,6684]
["2017-05-16T08:00:00",621.20500000000004,6837]
["2017-05-16T09:00:00",920.827,6942]
["2017-05-16T10:00:00",944.178,7085]
["2017-05-16T11:00:00",959.27499999999998,7205]
["2017-05-16T12:00:00",978.05100000000004,7355]
["2017-05-16T13:00:00",977.096,7558]
["2017-05-16T14:00:00",938.97500000000002,7693]
["2017-05-16T15:00:00",887.83500000000004,7799]
["2017-05-16T16:00:00",740.55200000000002,7762]
["2017-05-16T17:00:00",408.15699999999998,7483]
["2017-05-16T18:00:00",78.601199999999992,7079]
["2017-05-16T19:00:00",0,7016]
["2017-05-16T20:00:00",0,6861]
["2017-05-16T21:00:00",0,6348]
["2017-05-16T22:00:00",0,5716]
["2017-05-16T23:00:00",0,5260]
["2017-05-17",0,4944]
["2017-05-17T01:00:00",0,4784]
["2017-05-17T02:00:00",0,4685]
["2017-05-17T03:00:00",0,4663]
["2017-05-17T04:00:00",0,4769]
["2017-05-17T05:00:00",151.34800000000001,4810]
["2017-05-17T06:00:00",315.78199999999998,5183]
["2017-05-17T07:00:00",714.07799999999997,5573]
["2017-05-17T08:00:00",871.99699999999996,5798]
["2017-05-17T09:00:00",933.26300000000003,5921]
["2017-05-17T10:00:00",950.24699999999996,5837]
["2017-05-17T11:00:00",951.67,6026]
["2017-05-17T12:00:00",942.53800000000001,5976]
["2017-05-17T13:00:00",940.70299999999997,6061]
["2017-05-17T14:00:00",935.77800000000002,6173]
["2017-05-17T15:00:00",891.40599999999995,6386]
["2017-05-17T16:00:00",787.726,6495]
["2017-05-17T17:00:00",423.14299999999997,6442]
["2017-05-17T18:00:00",71.492100000000008,6294]
["2017-05-17T19:00:00",6.3444799999999999,6409]
["2017-05-17T20:00:00",0,6355]
["2017-05-17T21:00:00",0,5963]
["2017-05-17T22:00:00",0,5456]
["2017-05-17T23:00:00",0,5002]
["2017-05-18",0,4735]
["2017-05-18T01:00:00",0,4573]
["2017-05-18T02:00:00",0,4481]
["2017-05-18T03:00:00",0,4469]
["2017-05-18T04:00:00",0,4546]
["2017-05-18T05:00:00",74.296800000000005,4563]
["2017-05-18T06:00:00",266.17099999999999,4886]
["2017-05-18T07:00:00",668.55499999999995,5368]
["2017-05-18T08:00:00",788.23500000000001,5683]
["2017-05-18T09:00:00",878.13300000000004,5759]
["2017-05-18T10:00:00",875.66399999999999,5782]
["2017-05-18T11:00:00",915.81700000000001,5833]
["2017-05-18T12:00:00",891.03399999999999,5854]
["2017-05-18T13:00:00",897.78200000000004,5840]
["2017-05-18T14:00:00",848.99699999999996,5805]
["2017-05-18T15:00:00",834.678,5877]
["2017-05-18T16:00:00",683.88099999999997,5980]
["2017-05-18T17:00:00",425.06599999999997,6090]
["2017-05-18T18:00:00",81.340800000000002,6108]
["2017-05-18T19:00:00",0,6428]
["2017-05-18T20:00:00",0,6387]
["2017-05-18T21:00:00",0,5869]
["2017-05-18T22:00:00",0,5304]
["2017-05-18T23:00:00",0,4887]
["2017-05-19",0,4671]
["2017-05-19T01:00:00",0,4607]
["2017-05-19T02:00:00",0,4582]
["2017-05-19T03:00:00",0,4734]
["2017-05-19T04:00:00",0,5221]
["2017-05-19T05:00:00",78.492699999999999,5900]
["2017-05-19T06:00:00",280.786,6248]
["2017-05-19T07:00:00",684.68299999999999,6296]
["2017-05-19T08:00:00",826.83199999999999,6377]
["2017-05-19T09:00:00",887.57100000000003,6475]
["2017-05-19T10:00:00",919.03599999999994,6562]
["2017-05-19T11:00:00",715.97799999999995,6602]
["2017-05-19T12:00:00",640.62300000000005,6712]
["2017-05-19T13:00:00",593.75599999999997,6797]
["2017-05-19T14:00:00",452.59100000000001,6863]
["2017-05-19T15:00:00",424.54300000000001,7049]
["2017-05-19T16:00:00",227.46899999999999,7078]
["2017-05-19T17:00:00",103.32,7099]
["2017-05-19T18:00:00",55.373400000000004,6968]
["2017-05-19T19:00:00",0.812913,7100]
["2017-05-19T20:00:00",0,6941]
["2017-05-19T21:00:00",0,6284]
["2017-05-19T22:00:00",0,5602]
["2017-05-19T23:00:00",0,5143]
["2017-05-20",0,4890]
["2017-05-20T01:00:00",0,4794]
["2017-05-20T02:00:00",0,4733]
["2017-05-20T03:00:00",0,4859]
["2017-05-20T04:00:00",0,5272]
["2017-05-20T05:00:00",11.7776,5943]
["2017-05-20T06:00:00",70.1066,6284]
["2017-05-20T07:00:00",202.077,6350]
["2017-05-20T08:00:00",585.97900000000004,6441]
["2017-05-20T09:00:00",443.44900000000001,6568]
["2017-05-20T10:00:00",466.75900000000001,6714]
["2017-05-20T11:00:00",556.43600000000004,6844]
["2017-05-20T12:00:00",426.97800000000001,7113]
["2017-05-20T13:00:00",591.76499999999999,7311]
["2017-05-20T14:00:00",413.685,7514]
["2017-05-20T15:00:00",319.52499999999998,7782]
["2017-05-20T16:00:00",219.001,7882]
["2017-05-20T17:00:00",171.524,7766]
["2017-05-20T18:00:00",43.847900000000003,7541]
["2017-05-20T19:00:00",0,7656]
["2017-05-20T20:00:00",0,7459]
["2017-05-20T21:00:00",0,6630]
["2017-05-20T22:00:00",0,5953]
["2017-05-20T23:00:00",0,5418]
["2017-05-21",0,5152]
["2017-05-21T01:00:00",0,4987]
["2017-05-21T02:00:00",0,4888]
["2017-05-21T03:00:00",0,4946]
["2017-05-21T04:00:00",0,5339]
["2017-05-21T05:00:00",36.264000000000003,5901]
["2017-05-21T06:00:00",90.776800000000009,6302]
["2017-05-21T07:00:00",583.923,6445]
["2017-05-21T08:00:00",757.76499999999999,6731]
["2017-05-21T09:00:00",389.48399999999998,7133]
["2017-05-21T10:00:00",715.11099999999999,7572]
["2017-05-21T11:00:00",811.75800000000004,7988]
["2017-05-21T12:00:00",448.529,8521]
["2017-05-21T13:00:00",754.49099999999999,8967]
["2017-05-21T14:00:00",575.59,9347]
["2017-05-21T15:00:00",522.02700000000004,9654]
["2017-05-21T16:00:00",540.66099999999994,9768]
["2017-05-21T17:00:00",330.98,9605]
["2017-05-21T18:00:00",53.555500000000002,9191]
["2017-05-21T19:00:00",1.1491300000000002,9058]
["2017-05-21T20:00:00",0,8723]
["2017-05-21T21:00:00",0,7828]
["2017-05-21T22:00:00",0,6882]
["2017-05-21T23:00:00",0,6244]
["2017-05-22",0,5841]
["2017-05-22T01:00:00",0,5626]
["2017-05-22T02:00:00",0,5483]
["2017-05-22T03:00:00",0,5506]
["2017-05-22T04:00:00",0,5854]
["2017-05-22T05:00:00",143.78200000000001,6467]
["2017-05-22T06:00:00",255.52500000000001,6899]
["2017-05-22T07:00:00",125.732,7151]
["2017-05-22T08:00:00",518.26400000000001,7520]
["2017-05-22T09:00:00",839.952,8107]
["2017-05-22T10:00:00",803.47400000000005,8608]
["2017-05-22T11:00:00",867.52,9124]
["2017-05-22T12:00:00",942.02200000000005,9520]
["2017-05-22T13:00:00",938.19600000000003,9935]
["2017-05-22T14:00:00",927.82399999999996,10439]
["2017-05-22T15:00:00",759.68399999999997,10627]
["2017-05-22T16:00:00",799.97799999999995,10510]
["2017-05-22T17:00:00",326.91000000000003,10352]
["2017-05-22T18:00:00",98.555600000000013,9936]
["2017-05-22T19:00:00",10.0786,9698]
["2017-05-22T20:00:00",0,9217]
["2017-05-22T21:00:00",0,8236]
["2017-05-22T22:00:00",0,7210]
["2017-05-22T23:00:00",0,6496]
["2017-05-23",0,6010]
["2017-05-23T01:00:00",0,5707]
["2017-05-23T02:00:00",0,5512]
["2017-05-23T03:00:00",0,5481]
["2017-05-23T04:00:00",0,5788]
["2017-05-23T05:00:00",26.674799999999998,6342]
["2017-05-23T06:00:00",104.93899999999999,6815]
["2017-05-23T07:00:00",212.98500000000001,7282]
["2017-05-23T08:00:00",361.45699999999999,7807]
["2017-05-23T09:00:00",653.17999999999995,8353]
["2017-05-23T10:00:00",848.58299999999997,8848]
["2017-05-23T11:00:00",882.50800000000004,9165]
["2017-05-23T12:00:00",829.15099999999995,9467]
["2017-05-23T13:00:00",935.00400000000002,9666]
["2017-05-23T14:00:00",520.37900000000002,9821]
["2017-05-23T15:00:00",390.02100000000002,9963]
["2017-05-23T16:00:00",352.39100000000002,9885]
["2017-05-23T17:00:00",336.536,9565]
["2017-05-23T18:00:00",93.382999999999996,9025]
["2017-05-23T19:00:00",1.39967,8665]
["2017-05-23T20:00:00",0,8244]
["2017-05-23T21:00:00",0,7523]
["2017-05-23T22:00:00",0,6747]
["2017-05-23T23:00:00",0,6061]
["2017-05-24",0,5548]
["2017-05-24T01:00:00",0,5248]
["2017-05-24T02:00:00",0,5037]
["2017-05-24T03:00:00",0,4907]
["2017-05-24T04:00:00",0,4908]
["2017-05-24T05:00:00",57.192399999999999,4830]
["2017-05-24T06:00:00",95.86760000000001,5209]
["2017-05-24T07:00:00",165.77799999999999,5722]
["2017-05-24T08:00:00",185.42699999999999,6179]
["2017-05-24T09:00:00",605.28800000000001,6547]
["2017-05-24T10:00:00",588.70799999999997,6760]
["2017-05-24T11:00:00",671.12199999999996,6980]
["2017-05-24T12:00:00",504.851,7236]
["2017-05-24T13:00:00",667.53,7551]
["2017-05-24T14:00:00",502.42899999999997,7847]
["2017-05-24T15:00:00",581.41200000000003,8069]
["2017-05-24T16:00:00",599.59500000000003,8143]
["2017-05-24T17:00:00",393.363,8009]
["2017-05-24T18:00:00",60.9514,7541]
["2017-05-24T19:00:00",1.3828900000000002,7283]
["2017-05-24T20:00:00",0,7055]
["2017-05-24T21:00:00",0,6482]
["2017-05-24T22:00:00",0,5833]
["2017-05-24T23:00:00",0,5265]
["2017-05-25",0,4925]
["2017-05-25T01:00:00",0,4684]
["2017-05-25T02:00:00",0,4563]
["2017-05-25T03:00:00",0,4543]
["2017-05-25T04:00:00",0,4546]
["2017-05-25T05:00:00",12.692200000000001,4520]
["2017-05-25T06:00:00",41.909699999999994,4877]
["2017-05-25T07:00:00",92.230699999999999,5480]
["2017-05-25T08:00:00",116.114,5988]
["2017-05-25T09:00:00",158.43600000000001,6349]
["2017-05-25T10:00:00",197.501,6656]
["2017-05-25T11:00:00",222.43100000000001,7066]
["2017-05-25T12:00:00",223.82900000000001,7408]
["2017-05-25T13:00:00",246.221,7668]
["2017-05-25T14:00:00",205.858,7827]
["2017-05-25T15:00:00",428.95400000000001,7958]
["2017-05-25T16:00:00",75.792000000000002,7994]
["2017-05-25T17:00:00",62.497999999999998,7790]
["2017-05-25T18:00:00",37.000599999999999,7427]
["2017-05-25T19:00:00",0.84145000000000003,7326]
["2017-05-25T20:00:00",0,7154]
["2017-05-25T21:00:00",0,6617]
["2017-05-25T22:00:00",0,5969]
["2017-05-25T23:00:00",0,5375]
["2017-05-26",0,5027]
["2017-05-26T01:00:00",0,4821]
["2017-05-26T02:00:00",0,4704]
["2017-05-26T03:00:00",0,4670]
["2017-05-26T04:00:00",0,4766]
["2017-05-26T05:00:00",11.029500000000001,4802]
["2017-05-26T06:00:00",55.071899999999999,5153]
["2017-05-26T07:00:00",199.381,5711]
["2017-05-26T08:00:00",113.30800000000001,6400]
["2017-05-26T09:00:00",558.63099999999997,7106]
["2017-05-26T10:00:00",522.94000000000005,7696]
["2017-05-26T11:00:00",403.685,8107]
["2017-05-26T12:00:00",468.10700000000003,8472]
["2017-05-26T13:00:00",241.86699999999999,8806]
["2017-05-26T14:00:00",328.77,9099]
["2017-05-26T15:00:00",108.654,9318]
["2017-05-26T16:00:00",75.522000000000006,9445]
["2017-05-26T17:00:00",41.639199999999995,9293]
["2017-05-26T18:00:00",22.412299999999998,8920]
["2017-05-26T19:00:00",0.85154700000000005,8772]
["2017-05-26T20:00:00",0,8491]
["2017-05-26T21:00:00",0,7644]
["2017-05-26T22:00:00",0,6795]
["2017-05-26T23:00:00",0,6133]
["2017-05-27",0,5732]
["2017-05-27T01:00:00",0,5505]
["2017-05-27T02:00:00",0,5416]
["2017-05-27T03:00:00",0,5454]
["2017-05-27T04:00:00",0,5885]
["2017-05-27T05:00:00",21.466799999999999,6516]
["2017-05-27T06:00:00",180.01499999999999,7031]
["2017-05-27T07:00:00",100.70099999999999,7476]
["2017-05-27T08:00:00",231.411,8015]
["2017-05-27T09:00:00",381.714,8647]
["2017-05-27T10:00:00",250.19900000000001,9224]
["2017-05-27T11:00:00",838.08699999999999,9790]
["2017-05-27T12:00:00",783.41499999999996,10378]
["2017-05-27T13:00:00",556.98599999999999,10493]
["2017-05-27T14:00:00",479.03699999999998,10607]
["2017-05-27T15:00:00",164.488,10589]
["2017-05-27T16:00:00",122.15300000000001,10296]
["2017-05-27T17:00:00",150.434,9809]
["2017-05-27T18:00:00",62.383900000000004,9359]
["2017-05-27T19:00:00",1.4327999999999999,9119]
["2017-05-27T20:00:00",0,8737]
["2017-05-27T21:00:00",0,7919]
["2017-05-27T22:00:00",0,7028]
["2017-05-27T23:00:00",0,6445]
["2017-05-28",0,6030]
["2017-05-28T01:00:00",0,5755]
["2017-05-28T02:00:00",0,5627]
["2017-05-28T03:00:00",0,5629]
["2017-05-28T04:00:00",0,5985]
["2017-05-28T05:00:00",22.3827,6616]
["2017-05-28T06:00:00",134.876,7097]
["2017-05-28T07:00:00",135.102,7535]
["2017-05-28T08:00:00",279.05500000000001,8099]
["2017-05-28T09:00:00",472.79899999999998,8740]
["2017-05-28T10:00:00",589.928,9480]
["2017-05-28T11:00:00",565.23800000000006,10039]
["2017-05-28T12:00:00",406.33100000000002,10544]
["2017-05-28T13:00:00",336.50799999999998,10776]
["2017-05-28T14:00:00",347.01,10935]
["2017-05-28T15:00:00",308.96699999999998,11002]
["2017-05-28T16:00:00",174.26599999999999,10932]
["2017-05-28T17:00:00",124.828,10799]
["2017-05-28T18:00:00",63.100900000000003,10345]
["2017-05-28T19:00:00",0.84909299999999999,10125]
["2017-05-28T20:00:00",0,9644]
["2017-05-28T21:00:00",0,8557]
["2017-05-28T22:00:00",0,7553]
["2017-05-28T23:00:00",0,6843]
["2017-05-29",0,6340]
["2017-05-29T01:00:00",0,5979]
["2017-05-29T02:00:00",0,5787]
["2017-05-29T03:00:00",0,5759]
["2017-05-29T04:00:00",0,6085]
["2017-05-29T05:00:00",51.804499999999997,6666]
["2017-05-29T06:00:00",116.91,7094]
["2017-05-29T07:00:00",214.79900000000001,7447]
["2017-05-29T08:00:00",393.18599999999998,7839]
["2017-05-29T09:00:00",388.42200000000003,8241]
["2017-05-29T10:00:00",573.40599999999995,8563]
["2017-05-29T11:00:00",715.97500000000002,8880]
["2017-05-29T12:00:00",668.45799999999997,9136]
["2017-05-29T13:00:00",249.18,9265]
["2017-05-29T14:00:00",428.209,9352]
["2017-05-29T15:00:00",279.25,9232]
["2017-05-29T16:00:00",250.22,9039]
["2017-05-29T17:00:00",180.328,8730]
["2017-05-29T18:00:00",28.265999999999998,8417]
["2017-05-29T19:00:00",2.8080700000000003,8455]
["2017-05-29T20:00:00",0,8186]
["2017-05-29T21:00:00",0,7409]
["2017-05-29T22:00:00",0,6681]
["2017-05-29T23:00:00",0,6085]
["2017-05-30",0,5744]
["2017-05-30T01:00:00",0,5502]
["2017-05-30T02:00:00",0,5339]
["2017-05-30T03:00:00",0,5380]
["2017-05-30T04:00:00",0,5786]
["2017-05-30T05:00:00",137.874,6441]
["2017-05-30T06:00:00",127.911,6805]
["2017-05-30T07:00:00",146.81200000000001,7024]
["2017-05-30T08:00:00",245.04900000000001,7326]
["2017-05-30T09:00:00",526.89800000000002,7611]
["2017-05-30T10:00:00",650.32500000000005,7864]
["2017-05-30T11:00:00",895.32500000000005,8058]
["2017-05-30T12:00:00",336.55099999999999,8227]
["2017-05-30T13:00:00",373.29599999999999,8359]
["2017-05-30T14:00:00",510.64800000000002,8422]
["2017-05-30T15:00:00",193.316,8522]
["2017-05-30T16:00:00",407.01499999999999,8478]
["2017-05-30T17:00:00",206.762,8230]
["2017-05-30T18:00:00",92.455300000000008,7878]
["2017-05-30T19:00:00",1.6645999999999999,7837]
["2017-05-30T20:00:00",0,7712]
["2017-05-30T21:00:00",0,7146]
["2017-05-30T22:00:00",0,6460]
["2017-05-30T23:00:00",0,5934]
["2017-05-31",0,5497]
["2017-05-31T01:00:00",0,5279]
["2017-05-31T02:00:00",0,5124]
["2017-05-31T03:00:00",0,5077]
["2017-05-31T04:00:00",0,5136]
["2017-05-31T05:00:00",128.75800000000001,5215]
["2017-05-31T06:00:00",223.84299999999999,5524]
["2017-05-31T07:00:00",502.827,6023]
["2017-05-31T08:00:00",501.83100000000002,6493]
["2017-05-31T09:00:00",652.93100000000004,6938]
["2017-05-31T10:00:00",284.96300000000002,7257]
["2017-05-31T11:00:00",499.78199999999998,7541]
["2017-05-31T12:00:00",377.16699999999997,7813]
["2017-05-31T13:00:00",250.78299999999999,8080]
["2017-05-31T14:00:00",195.953,8294]
["2017-05-31T15:00:00",493.78699999999998,8478]
["2017-05-31T16:00:00",45.253500000000003,8481]
["2017-05-31T17:00:00",68.269300000000001,8281]
["2017-05-31T18:00:00",50.562599999999996,7835]
["2017-05-31T19:00:00",3.8839200000000003,7582]
["2017-05-31T20:00:00",0,7423]
["2017-05-31T21:00:00",0,6809]
["2017-05-31T22:00:00",0,6167]
["2017-05-31T23:00:00",0,5501]
["2017-06-01",0,5094]
["2017-06-01T01:00:00",0,4824]
["2017-06-01T02:00:00",0,4698]
["2017-06-01T03:00:00",0,4594]
["2017-06-01T04:00:00",0,4582]
["2017-06-01T05:00:00",74.924399999999991,4541]
["2017-06-01T06:00:00",234.38900000000001,4900]
["2017-06-01T07:00:00",490.47699999999998,5425]
["2017-06-01T08:00:00",710.49800000000005,5873]
["2017-06-01T09:00:00",685.77700000000004,6139]
["2017-06-01T10:00:00",424.31599999999997,6382]
["2017-06-01T11:00:00",825.44,6652]
["2017-06-01T12:00:00",310.48599999999999,6912]
["2017-06-01T13:00:00",741.38199999999995,7158]
["2017-06-01T14:00:00",260.71499999999997,7397]
["2017-06-01T15:00:00",420.27699999999999,7621]
["2017-06-01T16:00:00",317.63400000000001,7782]
["2017-06-01T17:00:00",63.171500000000002,7746]
["2017-06-01T18:00:00",27.017599999999998,7463]
["2017-06-01T19:00:00",0.83731299999999997,7288]
["2017-06-01T20:00:00",0,7123]
["2017-06-01T21:00:00",0,6405]
["2017-06-01T22:00:00",0,5655]
["2017-06-01T23:00:00",0,5137]
["2017-06-02",0,4855]
["2017-06-02T01:00:00",0,4676]
["2017-06-02T02:00:00",0,4610]
["2017-06-02T03:00:00",0,4685]
["2017-06-02T04:00:00",0,5070]
["2017-06-02T05:00:00",41.424399999999999,5646]
["2017-06-02T06:00:00",250.58699999999999,6064]
["2017-06-02T07:00:00",591.75599999999997,6328]
["2017-06-02T08:00:00",716.40700000000004,6566]
["2017-06-02T09:00:00",747.01800000000003,6911]
["2017-06-02T10:00:00",730.02200000000005,7157]
["2017-06-02T11:00:00",793.94899999999996,7516]
["2017-06-02T12:00:00",580.577,7847]
["2017-06-02T13:00:00",324.51600000000002,8184]
["2017-06-02T14:00:00",584.92100000000005,8509]
["2017-06-02T15:00:00",314.15300000000002,8840]
["2017-06-02T16:00:00",193.12799999999999,8927]
["2017-06-02T17:00:00",91.038800000000009,8816]
["2017-06-02T18:00:00",47.716300000000004,8460]
["2017-06-02T19:00:00",1.6496600000000001,8207]
["2017-06-02T20:00:00",0,7926]
["2017-06-02T21:00:00",0,7059]
["2017-06-02T22:00:00",0,6230]
["2017-06-02T23:00:00",0,5632]
["2017-06-03",0,5243]
["2017-06-03T01:00:00",0,5027]
["2017-06-03T02:00:00",0,4952]
["2017-06-03T03:00:00",0,4984]
["2017-06-03T04:00:00",0,5354]
["2017-06-03T05:00:00",102.20699999999999,5930]
["2017-06-03T06:00:00",271.62,6393]
["2017-06-03T07:00:00",632.322,6732]
["2017-06-03T08:00:00",757.44899999999996,7118]
["2017-06-03T09:00:00",779.75199999999995,7570]
["2017-06-03T10:00:00",870.29600000000005,7933]
["2017-06-03T11:00:00",692.721,8412]
["2017-06-03T12:00:00",860.94500000000005,8913]
["2017-06-03T13:00:00",839.64099999999996,9376]
["2017-06-03T14:00:00",707.07600000000002,9754]
["2017-06-03T15:00:00",579.48,9980]
["2017-06-03T16:00:00",445.12200000000001,9973]
["2017-06-03T17:00:00",434.28300000000002,9710]
["2017-06-03T18:00:00",44.236800000000002,9378]
["2017-06-03T19:00:00",5.1827299999999994,9182]
["2017-06-03T20:00:00",0,8941]
["2017-06-03T21:00:00",0,8007]
["2017-06-03T22:00:00",0,7081]
["2017-06-03T23:00:00",0,6375]
["2017-06-04",0,5919]
["2017-06-04T01:00:00",0,5673]
["2017-06-04T02:00:00",0,5470]
["2017-06-04T03:00:00",0,5458]
["2017-06-04T04:00:00",0,5757]
["2017-06-04T05:00:00",21.794,6362]
["2017-06-04T06:00:00",79.549000000000007,6864]
["2017-06-04T07:00:00",176.279,7268]
["2017-06-04T08:00:00",303.40300000000002,7899]
["2017-06-04T09:00:00",801.56799999999998,8644]
["2017-06-04T10:00:00",812.94299999999998,9370]
["2017-06-04T11:00:00",394.41,9984]
["2017-06-04T12:00:00",489.33300000000003,10489]
["2017-06-04T13:00:00",385.43299999999999,10901]
["2017-06-04T14:00:00",659.98199999999997,11145]
["2017-06-04T15:00:00",735.96199999999999,11084]
["2017-06-04T16:00:00",598.12199999999996,10973]
["2017-06-04T17:00:00",343.25200000000001,10791]
["2017-06-04T18:00:00",49.807900000000004,10389]
["2017-06-04T19:00:00",1.64134,10080]
["2017-06-04T20:00:00",0,9736]
["2017-06-04T21:00:00",0,8816]
["2017-06-04T22:00:00",0,7854]
["2017-06-04T23:00:00",0,7186]
["2017-06-05",0,6743]
["2017-06-05T01:00:00",0,6504]
["2017-06-05T02:00:00",0,6314]
["2017-06-05T03:00:00",0,6314]
["2017-06-05T04:00:00",0,6635]
["2017-06-05T05:00:00",61.908499999999997,7259]
["2017-06-05T06:00:00",246.92099999999999,7746]
["2017-06-05T07:00:00",583.70399999999995,8225]
["2017-06-05T08:00:00",761.09400000000005,8808]
["2017-06-05T09:00:00",812.53099999999995,9493]
["2017-06-05T10:00:00",805.40099999999995,10137]
["2017-06-05T11:00:00",890.44600000000003,10574]
["2017-06-05T12:00:00",852.78200000000004,10754]
["2017-06-05T13:00:00",632.94899999999996,10883]
["2017-06-05T14:00:00",644.49599999999998,11029]
["2017-06-05T15:00:00",620.57399999999996,10848]
["2017-06-05T16:00:00",641.00599999999997,10632]
["2017-06-05T17:00:00",382.00099999999998,10254]
["2017-06-05T18:00:00",97.210499999999996,9853]
["2017-06-05T19:00:00",3.1,9627]
["2017-06-05T20:00:00",0,9278]
["2017-06-05T21:00:00",0,8409]
["2017-06-05T22:00:00",0,7409]
["2017-06-05T23:00:00",0,6756]
["2017-06-06",0,6266]
["2017-06-06T01:00:00",0,5985]
["2017-06-06T02:00:00",0,5838]
["2017-06-06T03:00:00",0,5828]
["2017-06-06T04:00:00",0,6143]
["2017-06-06T05:00:00",94.826599999999999,6702]
["2017-06-06T06:00:00",185.68600000000001,7173]
["2017-06-06T07:00:00",689.67700000000002,7421]
["2017-06-06T08:00:00",738.57899999999995,7795]
["2017-06-06T09:00:00",804.53300000000002,8246]
["2017-06-06T10:00:00",919.08600000000001,8633]
["2017-06-06T11:00:00",912.45299999999997,9002]
["2017-06-06T12:00:00",897.55899999999997,9375]
["2017-06-06T13:00:00",904.91600000000005,9615]
["2017-06-06T14:00:00",401.94400000000002,9789]
["2017-06-06T15:00:00",326.553,9867]
["2017-06-06T16:00:00",246.4,9755]
["2017-06-06T17:00:00",130.09899999999999,9435]
["2017-06-06T18:00:00",79.816699999999997,8996]
["2017-06-06T19:00:00",3.35188,8689]
["2017-06-06T20:00:00",0,8472]
["2017-06-06T21:00:00",0,7740]
["2017-06-06T22:00:00",0,6999]
["2017-06-06T23:00:00",0,6324]
["2017-06-07",0,5834]
["2017-06-07T01:00:00",0,5533]
["2017-06-07T02:00:00",0,5333]
["2017-06-07T03:00:00",0,5266]
["2017-06-07T04:00:00",0,5265]
["2017-06-07T05:00:00",29.541599999999999,5299]
["2017-06-07T06:00:00",193.53700000000001,5745]
["2017-06-07T07:00:00",481.97,6389]
["2017-06-07T08:00:00",729.74199999999996,6954]
["2017-06-07T09:00:00",717.71600000000001,7481]
["2017-06-07T10:00:00",852.86500000000001,7881]
["2017-06-07T11:00:00",872.30700000000002,8311]
["2017-06-07T12:00:00",882.91700000000003,8637]
["2017-06-07T13:00:00",879.37800000000004,8894]
["2017-06-07T14:00:00",809.79899999999998,9133]
["2017-06-07T15:00:00",503.01499999999999,9333]
["2017-06-07T16:00:00",408.36500000000001,9376]
["2017-06-07T17:00:00",156.90100000000001,9149]
["2017-06-07T18:00:00",62.950499999999998,8695]
["2017-06-07T19:00:00",2.5306500000000001,8338]
["2017-06-07T20:00:00",0,8069]
["2017-06-07T21:00:00",0,7425]
["2017-06-07T22:00:00",0,6579]
["2017-06-07T23:00:00",0,5987]
["2017-06-08",0,5566]
["2017-06-08T01:00:00",0,5265]
["2017-06-08T02:00:00",0,5086]
["2017-06-08T03:00:00",0,4985]
["2017-06-08T04:00:00",0,4939]
["2017-06-08T05:00:00",139.95400000000001,4903]
["2017-06-08T06:00:00",267.93200000000002,5326]
["2017-06-08T07:00:00",672.06200000000001,6118]
["2017-06-08T08:00:00",822.779,6858]
["2017-06-08T09:00:00",851.63699999999994,7385]
["2017-06-08T10:00:00",927.05899999999997,7859]
["2017-06-08T11:00:00",862.47799999999995,8446]
["2017-06-08T12:00:00",880.96600000000001,8873]
["2017-06-08T13:00:00",867.35900000000004,9082]
["2017-06-08T14:00:00",865.29,9074]
["2017-06-08T15:00:00",809.41300000000001,8969]
["2017-06-08T16:00:00",711.44399999999996,8861]
["2017-06-08T17:00:00",466.46699999999998,8617]
["2017-06-08T18:00:00",110.009,8352]
["2017-06-08T19:00:00",5.0025200000000005,8224]
["2017-06-08T20:00:00",0,8081]
["2017-06-08T21:00:00",0,7402]
["2017-06-08T22:00:00",0,6690]
["2017-06-08T23:00:00",0,6039]
["2017-06-09",0,5727]
["2017-06-09T01:00:00",0,5527]
["2017-06-09T02:00:00",0,5438]
["2017-06-09T03:00:00",0,5501]
["2017-06-09T04:00:00",0,5930]
["2017-06-09T05:00:00",45.225199999999994,6512]
["2017-06-09T06:00:00",252.87200000000001,7070]
["2017-06-09T07:00:00",589.45100000000002,7437]
["2017-06-09T08:00:00",722.96600000000001,7826]
["2017-06-09T09:00:00",805.17600000000004,8345]
["2017-06-09T10:00:00",869.495,8819]
["2017-06-09T11:00:00",857.649,9302]
["2017-06-09T12:00:00",842.82600000000002,9873]
["2017-06-09T13:00:00",851.42499999999995,10318]
["2017-06-09T14:00:00",752.02800000000002,10670]
["2017-06-09T15:00:00",685.53,10863]
["2017-06-09T16:00:00",644.62199999999996,10862]
["2017-06-09T17:00:00",389.03699999999998,10754]
["2017-06-09T18:00:00",99.999399999999994,10388]
["2017-06-09T19:00:00",3.8685399999999999,10130]
["2017-06-09T20:00:00",0,9817]
["2017-06-09T21:00:00",0,8874]
["2017-06-09T22:00:00",0,7877]
["2017-06-09T23:00:00",0,7102]
["2017-06-10",0,6622]
["2017-06-10T01:00:00",0,6305]
["2017-06-10T02:00:00",0,6112]
["2017-06-10T03:00:00",0,6082]
["2017-06-10T04:00:00",0,6375]
["2017-06-10T05:00:00",74.120699999999999,6932]
["2017-06-10T06:00:00",267.54399999999998,7482]
["2017-06-10T07:00:00",624.81500000000005,8038]
["2017-06-10T08:00:00",752.39,8668]
["2017-06-10T09:00:00",815.98099999999999,9467]
["2017-06-10T10:00:00",842.57399999999996,10192]
["2017-06-10T11:00:00",712.19100000000003,10845]
["2017-06-10T12:00:00",405.62099999999998,11286]
["2017-06-10T13:00:00",249.346,11493]
["2017-06-10T14:00:00",803.995,11604]
["2017-06-10T15:00:00",719.072,11760]
["2017-06-10T16:00:00",517.00400000000002,11792]
["2017-06-10T17:00:00",280.71899999999999,11704]
["2017-06-10T18:00:00",90.8459,11471]
["2017-06-10T19:00:00",4.9450200000000004,11061]
["2017-06-10T20:00:00",0,10627]
["2017-06-10T21:00:00",0,9591]
["2017-06-10T22:00:00",0,8507]
["2017-06-10T23:00:00",0,7796]
["2017-06-11",0,7276]
["2017-06-11T01:00:00",0,6920]
["2017-06-11T02:00:00",0,6690]
["2017-06-11T03:00:00",0,6590]
["2017-06-11T04:00:00",0,6828]
["2017-06-11T05:00:00",28.4633,7298]
["2017-06-11T06:00:00",148.58699999999999,7977]
["2017-06-11T07:00:00",508.05799999999999,8539]
["2017-06-11T08:00:00",479.214,9212]
["2017-06-11T09:00:00",668.63800000000003,9992]
["2017-06-11T10:00:00",793.91,10656]
["2017-06-11T11:00:00",653.42700000000002,11210]
["2017-06-11T12:00:00",746.07,11588]
["2017-06-11T13:00:00",698.74199999999996,11582]
["2017-06-11T14:00:00",695.86199999999997,11367]
["2017-06-11T15:00:00",267.93200000000002,11111]
["2017-06-11T16:00:00",289.66000000000003,10568]
["2017-06-11T17:00:00",165.38,10131]
["2017-06-11T18:00:00",97.401200000000003,9696]
["2017-06-11T19:00:00",3.0796000000000001,9469]
["2017-06-11T20:00:00",0,9163]
["2017-06-11T21:00:00",0,8335]
["2017-06-11T22:00:00",0,7472]
["2017-06-11T23:00:00",0,6830]
["2017-06-12",0,6418]
["2017-06-12T01:00:00",0,6151]
["2017-06-12T02:00:00",0,5992]
["2017-06-12T03:00:00",0,5993]
["2017-06-12T04:00:00",0,6372]
["2017-06-12T05:00:00",23.264500000000002,6893]
["2017-06-12T06:00:00",77.106899999999996,7350]
["2017-06-12T07:00:00",159.06,7795]
["2017-06-12T08:00:00",289.44099999999997,8334]
["2017-06-12T09:00:00",385.44499999999999,8820]
["2017-06-12T10:00:00",398.97899999999998,9147]
["2017-06-12T11:00:00",515.44500000000005,9432]
["2017-06-12T12:00:00",373.93099999999998,9779]
["2017-06-12T13:00:00",246.10900000000001,9983]
["2017-06-12T14:00:00",383.87900000000002,10228]
["2017-06-12T15:00:00",441.45100000000002,10141]
["2017-06-12T16:00:00",356.209,9908]
["2017-06-12T17:00:00",96.103899999999996,9700]
["2017-06-12T18:00:00",50.631399999999999,9339]
["2017-06-12T19:00:00",3.0666899999999999,9040]
["2017-06-12T20:00:00",0,8752]
["2017-06-12T21:00:00",0,8009]
["2017-06-12T22:00:00",0,7220]
["2017-06-12T23:00:00",0,6552]
["2017-06-13",0,6092]
["2017-06-13T01:00:00",0,5791]
["2017-06-13T02:00:00",0,5645]
["2017-06-13T03:00:00",0,5647]
["2017-06-13T04:00:00",0,5923]
["2017-06-13T05:00:00",91.605000000000004,6342]
["2017-06-13T06:00:00",258.49200000000002,6916]
["2017-06-13T07:00:00",598.81799999999998,7511]
["2017-06-13T08:00:00",722.56200000000001,8136]
["2017-06-13T09:00:00",794.02300000000002,8792]
["2017-06-13T10:00:00",828.899,9373]
["2017-06-13T11:00:00",825.87599999999998,9702]
["2017-06-13T12:00:00",847.08699999999999,9923]
["2017-06-13T13:00:00",619.90599999999995,10193]
["2017-06-13T14:00:00",779.79,10405]
["2017-06-13T15:00:00",736.27,10496]
["2017-06-13T16:00:00",636.20600000000002,10434]
["2017-06-13T17:00:00",427.04300000000001,10047]
["2017-06-13T18:00:00",117.66500000000001,9506]
["2017-06-13T19:00:00",8.5771899999999999,9176]
["2017-06-13T20:00:00",0,8880]
["2017-06-13T21:00:00",0,8178]
["2017-06-13T22:00:00",0,7422]
["2017-06-13T23:00:00",0,6738]
["2017-06-14",0,6245]
["2017-06-14T01:00:00",0,5922]
["2017-06-14T02:00:00",0,5713]
["2017-06-14T03:00:00",0,5582]
["2017-06-14T04:00:00",0,5618]
["2017-06-14T05:00:00",8.6929800000000004,5625]
["2017-06-14T06:00:00",33.219199999999994,6005]
["2017-06-14T07:00:00",66.322600000000008,6693]
["2017-06-14T08:00:00",415.20499999999998,7407]
["2017-06-14T09:00:00",493.45800000000003,8105]
["2017-06-14T10:00:00",632.37599999999998,8671]
["2017-06-14T11:00:00",457.63299999999998,9153]
["2017-06-14T12:00:00",767.529,9536]
["2017-06-14T13:00:00",251.42699999999999,9804]
["2017-06-14T14:00:00",214.10599999999999,10029]
["2017-06-14T15:00:00",576.99599999999998,10196]
["2017-06-14T16:00:00",123.13200000000001,10166]
["2017-06-14T17:00:00",74.481999999999999,9914]
["2017-06-14T18:00:00",35.428899999999999,9466]
["2017-06-14T19:00:00",3.137,8979]
["2017-06-14T20:00:00",0,8663]
["2017-06-14T21:00:00",0,7945]
["2017-06-14T22:00:00",0,7123]
["2017-06-14T23:00:00",0,6374]
["2017-06-15",0,5893]
["2017-06-15T01:00:00",0,5552]
["2017-06-15T02:00:00",0,5346]
["2017-06-15T03:00:00",0,5222]
["2017-06-15T04:00:00",0,5225]
["2017-06-15T05:00:00",11.173299999999999,5162]
["2017-06-15T06:00:00",33.481300000000005,5600]
["2017-06-15T07:00:00",147.559,6316]
["2017-06-15T08:00:00",112.554,7020]
["2017-06-15T09:00:00",154.30199999999999,7616]
["2017-06-15T10:00:00",230.352,8062]
["2017-06-15T11:00:00",543.35299999999995,8576]
["2017-06-15T12:00:00",869.04399999999998,9013]
["2017-06-15T13:00:00",832.39800000000002,9386]
["2017-06-15T14:00:00",509.10700000000003,9707]
["2017-06-15T15:00:00",679.61,9920]
["2017-06-15T16:00:00",270.23,9987]
["2017-06-15T17:00:00",132.20500000000001,9854]
["2017-06-15T18:00:00",68.546899999999994,9466]
["2017-06-15T19:00:00",2.3105700000000002,9132]
["2017-06-15T20:00:00",0,8923]
["2017-06-15T21:00:00",0,8166]
["2017-06-15T22:00:00",0,7374]
["2017-06-15T23:00:00",0,6649]
["2017-06-16",0,6184]
["2017-06-16T01:00:00",0,5849]
["2017-06-16T02:00:00",0,5713]
["2017-06-16T03:00:00",0,5755]
["2017-06-16T04:00:00",0,6011]
["2017-06-16T05:00:00",10.1982,6455]
["2017-06-16T06:00:00",29.8794,7067]
["2017-06-16T07:00:00",575.44600000000003,7823]
["2017-06-16T08:00:00",756.46900000000005,8579]
["2017-06-16T09:00:00",790.43700000000001,9458]
["2017-06-16T10:00:00",567.54999999999995,10228]
["2017-06-16T11:00:00",675.75400000000002,10895]
["2017-06-16T12:00:00",384.53199999999998,11394]
["2017-06-16T13:00:00",842.39400000000001,11698]
["2017-06-16T14:00:00",369.858,11876]
["2017-06-16T15:00:00",474.34,11928]
["2017-06-16T16:00:00",208.077,11827]
["2017-06-16T17:00:00",138.50800000000001,11629]
["2017-06-16T18:00:00",80.134299999999996,11085]
["2017-06-16T19:00:00",4.3892299999999995,10637]
["2017-06-16T20:00:00",0,10222]
["2017-06-16T21:00:00",0,9235]
["2017-06-16T22:00:00",0,8191]
["2017-06-16T23:00:00",0,7417]
["2017-06-17",0,6917]
["2017-06-17T01:00:00",0,6582]
["2017-06-17T02:00:00",0,6335]
["2017-06-17T03:00:00",0,6311]
["2017-06-17T04:00:00",0,6533]
["2017-06-17T05:00:00",23.748900000000003,6888]
["2017-06-17T06:00:00",54.103099999999998,7583]
["2017-06-17T07:00:00",117.071,8269]
["2017-06-17T08:00:00",174.31200000000001,9003]
["2017-06-17T09:00:00",229.95099999999999,9853]
["2017-06-17T10:00:00",696.73900000000003,10638]
["2017-06-17T11:00:00",522.06700000000001,11258]
["2017-06-17T12:00:00",853.16800000000001,11822]
["2017-06-17T13:00:00",424.61200000000002,12084]
["2017-06-17T14:00:00",650.29700000000003,12020]
["2017-06-17T15:00:00",556.71900000000005,11872]
["2017-06-17T16:00:00",421.76,11762]
["2017-06-17T17:00:00",155.32900000000001,11390]
["2017-06-17T18:00:00",54.316800000000001,10832]
["2017-06-17T19:00:00",3.88158,10407]
["2017-06-17T20:00:00",0,9999]
["2017-06-17T21:00:00",0,8928]
["2017-06-17T22:00:00",0,8011]
["2017-06-17T23:00:00",0,7251]
["2017-06-18",0,6780]
["2017-06-18T01:00:00",0,6437]
["2017-06-18T02:00:00",0,6223]
["2017-06-18T03:00:00",0,6188]
["2017-06-18T04:00:00",0,6366]
["2017-06-18T05:00:00",24.983799999999999,6732]
["2017-06-18T06:00:00",134.125,7394]
["2017-06-18T07:00:00",317.488,8096]
["2017-06-18T08:00:00",340.44099999999997,8833]
["2017-06-18T09:00:00",485.22800000000001,9704]
["2017-06-18T10:00:00",287.512,10568]
["2017-06-18T11:00:00",488.58199999999999,11263]
["2017-06-18T12:00:00",764.35199999999998,11833]
["2017-06-18T13:00:00",757.93100000000004,11996]
["2017-06-18T14:00:00",535.73500000000001,12100]
["2017-06-18T15:00:00",485.60399999999998,12203]
["2017-06-18T16:00:00",325.51499999999999,12123]
["2017-06-18T17:00:00",309.98399999999998,11953]
["2017-06-18T18:00:00",55.6783,11561]
["2017-06-18T19:00:00",3.8580999999999999,11120]
["2017-06-18T20:00:00",0,10756]
["2017-06-18T21:00:00",0,9789]
["2017-06-18T22:00:00",0,8696]
["2017-06-18T23:00:00",0,7826]
["2017-06-19",0,7314]
["2017-06-19T01:00:00",0,6939]
["2017-06-19T02:00:00",0,6655]
["2017-06-19T03:00:00",0,6569]
["2017-06-19T04:00:00",0,6772]
["2017-06-19T05:00:00",29.0243,7140]
["2017-06-19T06:00:00",183.72800000000001,7764]
["2017-06-19T07:00:00",358.54300000000001,8465]
["2017-06-19T08:00:00",428.77100000000002,9235]
["2017-06-19T09:00:00",341.85899999999998,10027]
["2017-06-19T10:00:00",495.13099999999997,10862]
["2017-06-19T11:00:00",588.34,11503]
["2017-06-19T12:00:00",630.91999999999996,12001]
["2017-06-19T13:00:00",577.08699999999999,12208]
["2017-06-19T14:00:00",588.94100000000003,12253]
["2017-06-19T15:00:00",496.767,12206]
["2017-06-19T16:00:00",311.27,12061]
["2017-06-19T17:00:00",106.48,11705]
["2017-06-19T18:00:00",77.828399999999988,11137]
["2017-06-19T19:00:00",4.4960900000000006,10699]
["2017-06-19T20:00:00",0,10199]
["2017-06-19T21:00:00",0,9222]
["2017-06-19T22:00:00",0,8238]
["2017-06-19T23:00:00",0,7443]
["2017-06-20",0,6944]
["2017-06-20T01:00:00",0,6589]
["2017-06-20T02:00:00",0,6333]
["2017-06-20T03:00:00",0,6253]
["2017-06-20T04:00:00",0,6443]
["2017-06-20T05:00:00",22.483499999999999,6726]
["2017-06-20T06:00:00",69.532600000000002,7317]
["2017-06-20T07:00:00",219.78700000000001,7963]
["2017-06-20T08:00:00",450.69499999999999,8684]
["2017-06-20T09:00:00",347.19499999999999,9509]
["2017-06-20T10:00:00",554.17899999999997,10180]
["2017-06-20T11:00:00",715.13400000000001,10778]
["2017-06-20T12:00:00",814.01300000000003,11251]
["2017-06-20T13:00:00",713.41300000000001,11547]
["2017-06-20T14:00:00",696.60199999999998,11666]
["2017-06-20T15:00:00",655.53599999999994,11575]
["2017-06-20T16:00:00",436.40300000000002,11331]
["2017-06-20T17:00:00",351.70800000000003,10806]
["2017-06-20T18:00:00",98.638000000000005,10197]
["2017-06-20T19:00:00",4.6442899999999998,9822]
["2017-06-20T20:00:00",0,9483]
["2017-06-20T21:00:00",0,8661]
["2017-06-20T22:00:00",0,7873]
["2017-06-20T23:00:00",0,7145]
["2017-06-21",0,6657]
["2017-06-21T01:00:00",0,6325]
["2017-06-21T02:00:00",0,6092]
["2017-06-21T03:00:00",0,5955]
["2017-06-21T04:00:00",0,5976]
["2017-06-21T05:00:00",9.4873799999999999,5977]
["2017-06-21T06:00:00",29.123000000000001,6394]
["2017-06-21T07:00:00",62.077300000000001,7084]
["2017-06-21T08:00:00",95.525000000000006,7799]
["2017-06-21T09:00:00",154.32499999999999,8587]
["2017-06-21T10:00:00",519.24800000000005,9246]
["2017-06-21T11:00:00",365.23399999999998,9723]
["2017-06-21T12:00:00",696.11099999999999,10205]
["2017-06-21T13:00:00",437.80500000000001,10587]
["2017-06-21T14:00:00",351.036,10763]
["2017-06-21T15:00:00",451.43,10757]
["2017-06-21T16:00:00",276.83499999999998,10511]
["2017-06-21T17:00:00",69.350100000000012,9996]
["2017-06-21T18:00:00",43.907499999999999,9409]
["2017-06-21T19:00:00",3.1055199999999998,9163]
["2017-06-21T20:00:00",0,8900]
["2017-06-21T21:00:00",0,8242]
["2017-06-21T22:00:00",0,7490]
["2017-06-21T23:00:00",0,6790]
["2017-06-22",0,6318]
["2017-06-22T01:00:00",0,5985]
["2017-06-22T02:00:00",0,5776]
["2017-06-22T03:00:00",0,5654]
["2017-06-22T04:00:00",0,5640]
["2017-06-22T05:00:00",25.9163,5584]
["2017-06-22T06:00:00",141.12100000000001,5948]
["2017-06-22T07:00:00",334.16800000000001,6627]
["2017-06-22T08:00:00",313.58699999999999,7228]
["2017-06-22T09:00:00",660.92499999999995,7627]
["2017-06-22T10:00:00",837.12,7997]
["2017-06-22T11:00:00",855.39,8389]
["2017-06-22T12:00:00",869.05200000000002,8779]
["2017-06-22T13:00:00",834.29,9172]
["2017-06-22T14:00:00",428.33300000000003,9489]
["2017-06-22T15:00:00",756.8,9769]
["2017-06-22T16:00:00",588.98299999999995,9940]
["2017-06-22T17:00:00",426.892,9724]
["2017-06-22T18:00:00",72.844899999999996,9292]
["2017-06-22T19:00:00",3.0381900000000002,9018]
["2017-06-22T20:00:00",0,8816]
["2017-06-22T21:00:00",0,8080]
["2017-06-22T22:00:00",0,7204]
["2017-06-22T23:00:00",0,6580]
["2017-06-23",0,6087]
["2017-06-23T01:00:00",0,5796]
["2017-06-23T02:00:00",0,5631]
["2017-06-23T03:00:00",0,5648]
["2017-06-23T04:00:00",0,5951]
["2017-06-23T05:00:00",42.163800000000002,6322]
["2017-06-23T06:00:00",210.84899999999999,6916]
["2017-06-23T07:00:00",583.63099999999997,7485]
["2017-06-23T08:00:00",136.86699999999999,8140]
["2017-06-23T09:00:00",570.78200000000004,8749]
["2017-06-23T10:00:00",625.32299999999998,9336]
["2017-06-23T11:00:00",874.88,9798]
["2017-06-23T12:00:00",608.75400000000002,10224]
["2017-06-23T13:00:00",649.68700000000001,10540]
["2017-06-23T14:00:00",609.71699999999998,10779]
["2017-06-23T15:00:00",533.49800000000005,10902]
["2017-06-23T16:00:00",392.03800000000001,10792]
["2017-06-23T17:00:00",69.467199999999991,10518]
["2017-06-23T18:00:00",30.095200000000002,10015]
["2017-06-23T19:00:00",3.1565400000000001,9597]
["2017-06-23T20:00:00",0,9399]
["2017-06-23T21:00:00",0,8520]
["2017-06-23T22:00:00",0,7596]
["2017-06-23T23:00:00",0,6866]
["2017-06-24",0,6387]
["2017-06-24T01:00:00",0,6067]
["2017-06-24T02:00:00",0,5891]
["2017-06-24T03:00:00",0,5873]
["2017-06-24T04:00:00",0,6120]
["2017-06-24T05:00:00",51.694300000000005,6475]
["2017-06-24T06:00:00",82.479799999999997,7120]
["2017-06-24T07:00:00",132.22399999999999,7706]
["2017-06-24T08:00:00",290.387,8321]
["2017-06-24T09:00:00",338.40800000000002,9024]
["2017-06-24T10:00:00",320.55200000000002,9487]
["2017-06-24T11:00:00",648.26499999999999,9849]
["2017-06-24T12:00:00",360.62900000000002,10085]
["2017-06-24T13:00:00",573.67899999999997,10244]
["2017-06-24T14:00:00",514.83299999999997,10352]
["2017-06-24T15:00:00",395.084,10401]
["2017-06-24T16:00:00",217.12700000000001,10371]
["2017-06-24T17:00:00",295.12799999999999,10173]
["2017-06-24T18:00:00",83.093399999999988,9823]
["2017-06-24T19:00:00",3.9437099999999998,9572]
["2017-06-24T20:00:00",0,9399]
["2017-06-24T21:00:00",0,8628]
["2017-06-24T22:00:00",0,7787]
["2017-06-24T23:00:00",0,7113]
["2017-06-25",0,6670]
["2017-06-25T01:00:00",0,6415]
["2017-06-25T02:00:00",0,6263]
["2017-06-25T03:00:00",0,6297]
["2017-06-25T04:00:00",0,6603]
["2017-06-25T05:00:00",69.604699999999994,6986]
["2017-06-25T06:00:00",284.81299999999999,7504]
["2017-06-25T07:00:00",610.19200000000001,7972]
["2017-06-25T08:00:00",703.94600000000003,8620]
["2017-06-25T09:00:00",443.45400000000001,9305]
["2017-06-25T10:00:00",792.82899999999995,9942]
["2017-06-25T11:00:00",780.005,10459]
["2017-06-25T12:00:00",815.21500000000003,11028]
["2017-06-25T13:00:00",834.45399999999995,11420]
["2017-06-25T14:00:00",649.11599999999999,11689]
["2017-06-25T15:00:00",673.03099999999995,11832]
["2017-06-25T16:00:00",650.82899999999995,11745]
["2017-06-25T17:00:00",520.96,11465]
["2017-06-25T18:00:00",134.91900000000001,10914]
["2017-06-25T19:00:00",18.674299999999999,10475]
["2017-06-25T20:00:00",0,10118]
["2017-06-25T21:00:00",0,9266]
["2017-06-25T22:00:00",0,8347]
["2017-06-25T23:00:00",0,7590]
["2017-06-26",0,7091]
["2017-06-26T01:00:00",0,6723]
["2017-06-26T02:00:00",0,6495]
["2017-06-26T03:00:00",0,6468]
["2017-06-26T04:00:00",0,6636]
["2017-06-26T05:00:00",127.518,6983]
["2017-06-26T06:00:00",277.86500000000001,7645]
["2017-06-26T07:00:00",449.053,8354]
["2017-06-26T08:00:00",700.76300000000003,9121]
["2017-06-26T09:00:00",746.57799999999997,9899]
["2017-06-26T10:00:00",786.56600000000003,10566]
["2017-06-26T11:00:00",810.74300000000005,11109]
["2017-06-26T12:00:00",457.28699999999998,11533]
["2017-06-26T13:00:00",729.82399999999996,11875]
["2017-06-26T14:00:00",763.06600000000003,11991]
["2017-06-26T15:00:00",711.423,11993]
["2017-06-26T16:00:00",518.08100000000002,11906]
["2017-06-26T17:00:00",316.94299999999998,11671]
["2017-06-26T18:00:00",116.185,11194]
["2017-06-26T19:00:00",6.4677199999999999,10744]
["2017-06-26T20:00:00",0,10363]
["2017-06-26T21:00:00",0,9487]
["2017-06-26T22:00:00",0,8500]
["2017-06-26T23:00:00",0,7651]
["2017-06-27",0,7139]
["2017-06-27T01:00:00",0,6747]
["2017-06-27T02:00:00",0,6516]
["2017-06-27T03:00:00",0,6427]
["2017-06-27T04:00:00",0,6649]
["2017-06-27T05:00:00",122.736,6935]
["2017-06-27T06:00:00",285.07100000000003,7394]
["2017-06-27T07:00:00",544.322,7822]
["2017-06-27T08:00:00",723.053,8461]
["2017-06-27T09:00:00",825.93499999999995,9129]
["2017-06-27T10:00:00",886.63400000000001,9672]
["2017-06-27T11:00:00",920.21,10040]
["2017-06-27T12:00:00",492.572,10386]
["2017-06-27T13:00:00",454.30399999999997,10545]
["2017-06-27T14:00:00",400.26299999999998,10452]
["2017-06-27T15:00:00",333.53300000000002,10121]
["2017-06-27T16:00:00",320.72500000000002,9669]
["2017-06-27T17:00:00",271.51299999999998,9127]
["2017-06-27T18:00:00",81.275700000000001,8721]
["2017-06-27T19:00:00",5.0996000000000006,8567]
["2017-06-27T20:00:00",0,8381]
["2017-06-27T21:00:00",0,7833]
["2017-06-27T22:00:00",0,7206]
["2017-06-27T23:00:00",0,6594]
["2017-06-28",0,6173]
["2017-06-28T01:00:00",0,5889]
["2017-06-28T02:00:00",0,5718]
["2017-06-28T03:00:00",0,5708]
["2017-06-28T04:00:00",0,5852]
["2017-06-28T05:00:00",21.489000000000001,5894]
["2017-06-28T06:00:00",78.423000000000002,6244]
["2017-06-28T07:00:00",543.46,6784]
["2017-06-28T08:00:00",582.35799999999995,7357]
["2017-06-28T09:00:00",722.88900000000001,7908]
["2017-06-28T10:00:00",219.01,8406]
["2017-06-28T11:00:00",694.03200000000004,8802]
["2017-06-28T12:00:00",538.17499999999995,9083]
["2017-06-28T13:00:00",478.97199999999998,9274]
["2017-06-28T14:00:00",533.02,9494]
["2017-06-28T15:00:00",293.48200000000003,9657]
["2017-06-28T16:00:00",299.935,9589]
["2017-06-28T17:00:00",407.26499999999999,9333]
["2017-06-28T18:00:00",122.489,8869]
["2017-06-28T19:00:00",4.5898400000000006,8586]
["2017-06-28T20:00:00",0,8256]
["2017-06-28T21:00:00",0,7684]
["2017-06-28T22:00:00",0,6983]
["2017-06-28T23:00:00",0,6254]
["2017-06-29",0,5756]
["2017-06-29T01:00:00",0,5474]
["2017-06-29T02:00:00",0,5222]
["2017-06-29T03:00:00",0,5121]
["2017-06-29T04:00:00",0,5076]
["2017-06-29T05:00:00",34.285599999999995,5009]
["2017-06-29T06:00:00",199.01499999999999,5421]
["2017-06-29T07:00:00",481.01400000000001,6058]
["2017-06-29T08:00:00",712.03800000000001,6711]
["2017-06-29T09:00:00",763.72900000000004,7308]
["2017-06-29T10:00:00",735.71,7766]
["2017-06-29T11:00:00",729.66,8276]
["2017-06-29T12:00:00",824.67899999999997,8774]
["2017-06-29T13:00:00",747.10400000000004,9130]
["2017-06-29T14:00:00",813.90599999999995,9478]
["2017-06-29T15:00:00",694.54600000000005,9722]
["2017-06-29T16:00:00",572.82000000000005,9848]
["2017-06-29T17:00:00",343.84699999999998,9676]
["2017-06-29T18:00:00",121.5,9216]
["2017-06-29T19:00:00",6.3258900000000002,8771]
["2017-06-29T20:00:00",0,8467]
["2017-06-29T21:00:00",0,7734]
["2017-06-29T22:00:00",0,6922]
["2017-06-29T23:00:00",0,6156]
["2017-06-30",0,5771]
["2017-06-30T01:00:00",0,5490]
["2017-06-30T02:00:00",0,5322]
["2017-06-30T03:00:00",0,5371]
["2017-06-30T04:00:00",0,5627]
["2017-06-30T05:00:00",33.109400000000001,5964]
["2017-06-30T06:00:00",192.61099999999999,6505]
["2017-06-30T07:00:00",452.27800000000002,7112]
["2017-06-30T08:00:00",749.05,7732]
["2017-06-30T09:00:00",814.04300000000001,8410]
["2017-06-30T10:00:00",729.69500000000005,9060]
["2017-06-30T11:00:00",711.03300000000002,9623]
["2017-06-30T12:00:00",792.98699999999997,10139]
["2017-06-30T13:00:00",842.52800000000002,10525]
["2017-06-30T14:00:00",759.72400000000005,10786]
["2017-06-30T15:00:00",764.63499999999999,10941]
["2017-06-30T16:00:00",550.81600000000003,10993]
["2017-06-30T17:00:00",380.947,10808]
["2017-06-30T18:00:00",83.388300000000001,10374]
["2017-06-30T19:00:00",5.0977399999999999,9945]
["2017-06-30T20:00:00",0,9623]
["2017-06-30T21:00:00",0,8707]
["2017-06-30T22:00:00",0,7805]
["2017-06-30T23:00:00",0,7055]
["2017-07-01",0,6533]
["2017-07-01T01:00:00",0,6205]
["2017-07-01T02:00:00",0,5983]
["2017-07-01T03:00:00",0,5946]
["2017-07-01T04:00:00",0,6167]
["2017-07-01T05:00:00",0,6485]
["2017-07-01T06:00:00",220.50700000000001,7058]
["2017-07-01T07:00:00",540.10400000000004,7644]
["2017-07-01T08:00:00",715.85299999999995,8217]
["2017-07-01T09:00:00",797.78899999999999,8890]
["2017-07-01T10:00:00",632.803,9545]
["2017-07-01T11:00:00",807.30899999999997,10177]
["2017-07-01T12:00:00",635.005,10816]
["2017-07-01T13:00:00",833.72400000000005,11276]
["2017-07-01T14:00:00",698.71100000000001,11566]
["2017-07-01T15:00:00",743.625,11794]
["2017-07-01T16:00:00",70.869500000000002,11804]
["2017-07-01T17:00:00",89.248100000000008,11588]
["2017-07-01T18:00:00",117.792,11167]
["2017-07-01T19:00:00",0,10711]
["2017-07-01T20:00:00",0,10413]
["2017-07-01T21:00:00",0,9523]
["2017-07-01T22:00:00",0,8521]
["2017-07-01T23:00:00",0,7734]
["2017-07-02",0,7205]
["2017-07-02T01:00:00",0,6824]
["2017-07-02T02:00:00",0,6581]
["2017-07-02T03:00:00",0,6537]
["2017-07-02T04:00:00",0,6756]
["2017-07-02T05:00:00",0,7059]
["2017-07-02T06:00:00",226.53700000000001,7615]
["2017-07-02T07:00:00",581.70699999999999,8355]
["2017-07-02T08:00:00",734.11699999999996,9194]
["2017-07-02T09:00:00",826.91300000000001,10061]
["2017-07-02T10:00:00",831.101,10816]
["2017-07-02T11:00:00",839.24900000000002,11404]
["2017-07-02T12:00:00",808.5,11962]
["2017-07-02T13:00:00",835.04300000000001,12140]
["2017-07-02T14:00:00",793.64599999999996,12169]
["2017-07-02T15:00:00",525.65499999999997,12257]
["2017-07-02T16:00:00",662.47299999999996,12213]
["2017-07-02T17:00:00",456.589,12109]
["2017-07-02T18:00:00",131.15,11764]
["2017-07-02T19:00:00",0,11316]
["2017-07-02T20:00:00",0,10920]
["2017-07-02T21:00:00",0,10043]
["2017-07-02T22:00:00",0,9034]
["2017-07-02T23:00:00",0,8217]
["2017-07-03",0,7646]
["2017-07-03T01:00:00",0,7278]
["2017-07-03T02:00:00",0,6997]
["2017-07-03T03:00:00",0,6884]
["2017-07-03T04:00:00",0,7046]
["2017-07-03T05:00:00",0,7267]
["2017-07-03T06:00:00",105.254,7863]
["2017-07-03T07:00:00",410.02300000000002,8526]
["2017-07-03T08:00:00",648.64800000000002,9200]
["2017-07-03T09:00:00",796.875,9851]
["2017-07-03T10:00:00",822.51300000000003,10281]
["2017-07-03T11:00:00",852.39700000000005,10504]
["2017-07-03T12:00:00",797.50099999999998,10462]
["2017-07-03T13:00:00",684.15,10017]
["2017-07-03T14:00:00",790.53700000000003,9759]
["2017-07-03T15:00:00",786.88199999999995,9662]
["2017-07-03T16:00:00",649.41800000000001,9535]
["2017-07-03T17:00:00",412.12799999999999,9284]
["2017-07-03T18:00:00",119.107,8920]
["2017-07-03T19:00:00",0,8756]
["2017-07-03T20:00:00",0,8555]
["2017-07-03T21:00:00",0,7987]
["2017-07-03T22:00:00",0,7267]
["2017-07-03T23:00:00",0,6726]
["2017-07-04",0,6286]
["2017-07-04T01:00:00",0,5990]
["2017-07-04T02:00:00",0,5822]
["2017-07-04T03:00:00",0,5735]
["2017-07-04T04:00:00",0,5760]
["2017-07-04T05:00:00",0,5704]
["2017-07-04T06:00:00",189.81299999999999,5983]
["2017-07-04T07:00:00",401.11099999999999,6693]
["2017-07-04T08:00:00",659.86,7373]
["2017-07-04T09:00:00",762.54100000000005,8036]
["2017-07-04T10:00:00",407.32799999999997,8543]
["2017-07-04T11:00:00",733.40899999999999,9058]
["2017-07-04T12:00:00",821.69500000000005,9395]
["2017-07-04T13:00:00",850.75199999999995,9704]
["2017-07-04T14:00:00",811.95500000000004,9898]
["2017-07-04T15:00:00",773.29100000000005,10022]
["2017-07-04T16:00:00",691.79300000000001,10001]
["2017-07-04T17:00:00",76.658100000000005,9699]
["2017-07-04T18:00:00",67.66,9068]
["2017-07-04T19:00:00",0,8468]
["2017-07-04T20:00:00",0,8045]
["2017-07-04T21:00:00",0,7609]
["2017-07-04T22:00:00",0,7033]
["2017-07-04T23:00:00",0,6336]
["2017-07-05",0,5831]
["2017-07-05T01:00:00",0,5452]
["2017-07-05T02:00:00",0,5204]
["2017-07-05T03:00:00",0,5054]
["2017-07-05T04:00:00",0,5011]
["2017-07-05T05:00:00",0,4877]
["2017-07-05T06:00:00",223.31200000000001,5174]
["2017-07-05T07:00:00",356.15499999999997,5733]
["2017-07-05T08:00:00",441.52699999999999,6323]
["2017-07-05T09:00:00",656.70600000000002,6837]
["2017-07-05T10:00:00",809.76,7246]
["2017-07-05T11:00:00",854.55200000000002,7610]
["2017-07-05T12:00:00",741.18499999999995,7921]
["2017-07-05T13:00:00",422.87400000000002,8330]
["2017-07-05T14:00:00",112.262,8639]
["2017-07-05T15:00:00",94.182699999999997,8957]
["2017-07-05T16:00:00",136.54,9053]
["2017-07-05T17:00:00",396.71300000000002,8884]
["2017-07-05T18:00:00",19.1313,8422]
["2017-07-05T19:00:00",0,7919]
["2017-07-05T20:00:00",0,7659]
["2017-07-05T21:00:00",0,7065]
["2017-07-05T22:00:00",0,6308]
["2017-07-05T23:00:00",0,5651]
["2017-07-06",0,5221]
["2017-07-06T01:00:00",0,4961]
["2017-07-06T02:00:00",0,4835]
["2017-07-06T03:00:00",0,4762]
["2017-07-06T04:00:00",0,4757]
["2017-07-06T05:00:00",0,4693]
["2017-07-06T06:00:00",104.489,5041]
["2017-07-06T07:00:00",282.60199999999998,5719]
["2017-07-06T08:00:00",524.39300000000003,6466]
["2017-07-06T09:00:00",568.4,7021]
["2017-07-06T10:00:00",643.17600000000004,7585]
["2017-07-06T11:00:00",333.26400000000001,8110]
["2017-07-06T12:00:00",762.69399999999996,8533]
["2017-07-06T13:00:00",359.08600000000001,8870]
["2017-07-06T14:00:00",694.19500000000005,9131]
["2017-07-06T15:00:00",767.29,9322]
["2017-07-06T16:00:00",364.96699999999998,9385]
["2017-07-06T17:00:00",428.47500000000002,9287]
["2017-07-06T18:00:00",109.61199999999999,8907]
["2017-07-06T19:00:00",0,8613]
["2017-07-06T20:00:00",0,8441]
["2017-07-06T21:00:00",0,7756]
["2017-07-06T22:00:00",0,6917]
["2017-07-06T23:00:00",0,6261]
["2017-07-07",0,5839]
["2017-07-07T01:00:00",0,5568]
["2017-07-07T02:00:00",0,5439]
["2017-07-07T03:00:00",0,5481]
["2017-07-07T04:00:00",0,5776]
["2017-07-07T05:00:00",0,6108]
["2017-07-07T06:00:00",191.935,6709]
["2017-07-07T07:00:00",430.46199999999999,7445]
["2017-07-07T08:00:00",321.077,8155]
["2017-07-07T09:00:00",287.017,8984]
["2017-07-07T10:00:00",157.548,9747]
["2017-07-07T11:00:00",778.28700000000003,10407]
["2017-07-07T12:00:00",142.07,10907]
["2017-07-07T13:00:00",210.48500000000001,11295]
["2017-07-07T14:00:00",192.99799999999999,11613]
["2017-07-07T15:00:00",117.229,11748]
["2017-07-07T16:00:00",109.61499999999999,11728]
["2017-07-07T17:00:00",311.85500000000002,11468]
["2017-07-07T18:00:00",110.577,10970]
["2017-07-07T19:00:00",0,10580]
["2017-07-07T20:00:00",0,10304]
["2017-07-07T21:00:00",0,9410]
["2017-07-07T22:00:00",0,8422]
["2017-07-07T23:00:00",0,7674]
["2017-07-08",0,7191]
["2017-07-08T01:00:00",0,6834]
["2017-07-08T02:00:00",0,6652]
["2017-07-08T03:00:00",0,6611]
["2017-07-08T04:00:00",0,6848]
["2017-07-08T05:00:00",0,7205]
["2017-07-08T06:00:00",144.411,7871]
["2017-07-08T07:00:00",477.59199999999998,8547]
["2017-07-08T08:00:00",397.411,9332]
["2017-07-08T09:00:00",269.35599999999999,10105]
["2017-07-08T10:00:00",780.63599999999997,10814]
["2017-07-08T11:00:00",779.08600000000001,11341]
["2017-07-08T12:00:00",679.20600000000002,11796]
["2017-07-08T13:00:00",565.95699999999999,12116]
["2017-07-08T14:00:00",748.66700000000003,12103]
["2017-07-08T15:00:00",278.02100000000002,12055]
["2017-07-08T16:00:00",439.47899999999998,12023]
["2017-07-08T17:00:00",373.71100000000001,12022]
["2017-07-08T18:00:00",95.712699999999998,11644]
["2017-07-08T19:00:00",0,11223]
["2017-07-08T20:00:00",0,10853]
["2017-07-08T21:00:00",0,9960]
["2017-07-08T22:00:00",0,8960]
["2017-07-08T23:00:00",0,8221]
["2017-07-09",0,7705]
["2017-07-09T01:00:00",0,7328]
["2017-07-09T02:00:00",0,7110]
["2017-07-09T03:00:00",0,7029]
["2017-07-09T04:00:00",0,7225]
["2017-07-09T05:00:00",0,7566]
["2017-07-09T06:00:00",48.249099999999999,8137]
["2017-07-09T07:00:00",220.06700000000001,8711]
["2017-07-09T08:00:00",232.13300000000001,9422]
["2017-07-09T09:00:00",393.93099999999998,10170]
["2017-07-09T10:00:00",557.29999999999995,10884]
["2017-07-09T11:00:00",222.44800000000001,11421]
["2017-07-09T12:00:00",811.21799999999996,11838]
["2017-07-09T13:00:00",625.30399999999997,12005]
["2017-07-09T14:00:00",786.63300000000004,11745]
["2017-07-09T15:00:00",674.11900000000003,11643]
["2017-07-09T16:00:00",353.50400000000002,11408]
["2017-07-09T17:00:00",63.838999999999999,10924]
["2017-07-09T18:00:00",46.4756,10471]
["2017-07-09T19:00:00",0,10196]
["2017-07-09T20:00:00",0,9897]
["2017-07-09T21:00:00",0,9067]
["2017-07-09T22:00:00",0,8288]
["2017-07-09T23:00:00",0,7632]
["2017-07-10",0,7123]
["2017-07-10T01:00:00",0,6833]
["2017-07-10T02:00:00",0,6656]
["2017-07-10T03:00:00",0,6640]
["2017-07-10T04:00:00",0,6896]
["2017-07-10T05:00:00",0,7340]
["2017-07-10T06:00:00",182.91200000000001,7771]
["2017-07-10T07:00:00",482.4,8235]
["2017-07-10T08:00:00",767.17399999999998,8717]
["2017-07-10T09:00:00",810.596,9213]
["2017-07-10T10:00:00",853.78,9732]
["2017-07-10T11:00:00",849.81,10236]
["2017-07-10T12:00:00",863.16499999999996,10683]
["2017-07-10T13:00:00",858.44299999999998,10825]
["2017-07-10T14:00:00",832.45899999999995,10729]
["2017-07-10T15:00:00",772.19899999999996,10429]
["2017-07-10T16:00:00",646.90099999999995,9984]
["2017-07-10T17:00:00",434.62599999999998,9581]
["2017-07-10T18:00:00",128.60300000000001,9176]
["2017-07-10T19:00:00",0,8965]
["2017-07-10T20:00:00",0,8662]
["2017-07-10T21:00:00",0,8015]
["2017-07-10T22:00:00",0,7300]
["2017-07-10T23:00:00",0,6689]
["2017-07-11",0,6239]
["2017-07-11T01:00:00",0,6018]
["2017-07-11T02:00:00",0,5862]
["2017-07-11T03:00:00",0,5868]
["2017-07-11T04:00:00",0,6162]
["2017-07-11T05:00:00",0,6545]
["2017-07-11T06:00:00",215.565,6947]
["2017-07-11T07:00:00",565.12699999999995,7373]
["2017-07-11T08:00:00",624.97699999999998,7764]
["2017-07-11T09:00:00",303.423,8169]
["2017-07-11T10:00:00",323.28800000000001,8499]
["2017-07-11T11:00:00",479.67200000000003,8852]
["2017-07-11T12:00:00",190.01900000000001,9103]
["2017-07-11T13:00:00",219.911,9373]
["2017-07-11T14:00:00",494.404,9592]
["2017-07-11T15:00:00",714.88199999999995,9786]
["2017-07-11T16:00:00",622.33399999999995,9857]
["2017-07-11T17:00:00",126.746,9789]
["2017-07-11T18:00:00",114.27800000000001,9463]
["2017-07-11T19:00:00",0,9053]
["2017-07-11T20:00:00",0,8816]
["2017-07-11T21:00:00",0,8161]
["2017-07-11T22:00:00",0,7410]
["2017-07-11T23:00:00",0,6706]
["2017-07-12",0,6259]
["2017-07-12T01:00:00",0,5895]
["2017-07-12T02:00:00",0,5689]
["2017-07-12T03:00:00",0,5607]
["2017-07-12T04:00:00",0,5646]
["2017-07-12T05:00:00",0,5670]
["2017-07-12T06:00:00",172.28100000000001,6040]
["2017-07-12T07:00:00",134.27799999999999,6805]
["2017-07-12T08:00:00",117.98699999999999,7642]
["2017-07-12T09:00:00",195.43,8418]
["2017-07-12T10:00:00",214.619,9115]
["2017-07-12T11:00:00",225.64599999999999,9677]
["2017-07-12T12:00:00",143.976,10108]
["2017-07-12T13:00:00",159.28100000000001,10417]
["2017-07-12T14:00:00",199.57,10719]
["2017-07-12T15:00:00",345.053,10901]
["2017-07-12T16:00:00",176.006,10953]
["2017-07-12T17:00:00",143.79300000000001,10734]
["2017-07-12T18:00:00",62.628699999999995,10233]
["2017-07-12T19:00:00",0,9752]
["2017-07-12T20:00:00",0,9411]
["2017-07-12T21:00:00",0,8636]
["2017-07-12T22:00:00",0,7794]
["2017-07-12T23:00:00",0,7112]
["2017-07-13",0,6581]
["2017-07-13T01:00:00",0,6228]
["2017-07-13T02:00:00",0,5959]
["2017-07-13T03:00:00",0,5809]
["2017-07-13T04:00:00",0,5772]
["2017-07-13T05:00:00",0,5655]
["2017-07-13T06:00:00",149.34800000000001,6094]
["2017-07-13T07:00:00",79.163899999999998,6980]
["2017-07-13T08:00:00",111.30500000000001,7930]
["2017-07-13T09:00:00",181.36099999999999,8682]
["2017-07-13T10:00:00",133.67500000000001,9362]
["2017-07-13T11:00:00",178.24199999999999,9987]
["2017-07-13T12:00:00",191.827,10463]
["2017-07-13T13:00:00",150.97,10832]
["2017-07-13T14:00:00",149.31899999999999,11068]
["2017-07-13T15:00:00",208.50700000000001,11248]
["2017-07-13T16:00:00",64.323800000000006,11279]
["2017-07-13T17:00:00",61.124900000000004,11140]
["2017-07-13T18:00:00",42.447900000000004,10729]
["2017-07-13T19:00:00",0,10292]
["2017-07-13T20:00:00",0,10030]
["2017-07-13T21:00:00",0,9212]
["2017-07-13T22:00:00",0,8311]
["2017-07-13T23:00:00",0,7633]
["2017-07-14",0,7119]
["2017-07-14T01:00:00",0,6802]
["2017-07-14T02:00:00",0,6569]
["2017-07-14T03:00:00",0,6559]
["2017-07-14T04:00:00",0,6802]
["2017-07-14T05:00:00",0,7188]
["2017-07-14T06:00:00",69.079700000000003,7747]
["2017-07-14T07:00:00",233.822,8360]
["2017-07-14T08:00:00",238.37899999999999,9175]
["2017-07-14T09:00:00",432.89100000000002,10021]
["2017-07-14T10:00:00",448.88799999999998,10903]
["2017-07-14T11:00:00",438.42200000000003,11569]
["2017-07-14T12:00:00",321.161,12038]
["2017-07-14T13:00:00",151.90899999999999,12151]
["2017-07-14T14:00:00",214.197,12053]
["2017-07-14T15:00:00",712.67499999999995,12077]
["2017-07-14T16:00:00",646.69100000000003,11968]
["2017-07-14T17:00:00",422.017,11982]
["2017-07-14T18:00:00",105.379,11639]
["2017-07-14T19:00:00",0,11292]
["2017-07-14T20:00:00",0,10921]
["2017-07-14T21:00:00",0,9999]
["2017-07-14T22:00:00",0,9060]
["2017-07-14T23:00:00",0,8365]
["2017-07-15",0,7851]
["2017-07-15T01:00:00",0,7517]
["2017-07-15T02:00:00",0,7296]
["2017-07-15T03:00:00",0,7263]
["2017-07-15T04:00:00",0,7505]
["2017-07-15T05:00:00",0,7823]
["2017-07-15T06:00:00",68.473699999999994,8380]
["2017-07-15T07:00:00",113.04300000000001,9072]
["2017-07-15T08:00:00",262.81599999999997,9789]
["2017-07-15T09:00:00",641.05100000000004,10529]
["2017-07-15T10:00:00",800.48099999999999,11026]
["2017-07-15T11:00:00",841.572,11322]
["2017-07-15T12:00:00",825.91,11555]
["2017-07-15T13:00:00",842.18100000000004,11368]
["2017-07-15T14:00:00",819.74099999999999,10767]
["2017-07-15T15:00:00",795.36800000000005,10122]
["2017-07-15T16:00:00",694.31899999999996,9705]
["2017-07-15T17:00:00",403.34399999999999,9299]
["2017-07-15T18:00:00",132.88900000000001,9051]
["2017-07-15T19:00:00",0,8954]
["2017-07-15T20:00:00",0,8685]
["2017-07-15T21:00:00",0,8031]
["2017-07-15T22:00:00",0,7387]
["2017-07-15T23:00:00",0,6781]
["2017-07-16",0,6399]
["2017-07-16T01:00:00",0,6156]
["2017-07-16T02:00:00",0,6024]
["2017-07-16T03:00:00",0,6050]
["2017-07-16T04:00:00",0,6358]
["2017-07-16T05:00:00",71.519600000000011,6780]
["2017-07-16T06:00:00",198.35499999999999,7208]
["2017-07-16T07:00:00",551.59699999999998,7552]
["2017-07-16T08:00:00",577.25,7912]
["2017-07-16T09:00:00",792.15200000000004,8182]
["2017-07-16T10:00:00",827.55499999999995,8547]
["2017-07-16T11:00:00",792,8778]
["2017-07-16T12:00:00",325.95999999999998,8918]
["2017-07-16T13:00:00",682.41,9019]
["2017-07-16T14:00:00",387.96300000000002,9174]
["2017-07-16T15:00:00",199.69499999999999,9328]
["2017-07-16T16:00:00",349.39600000000002,9411]
["2017-07-16T17:00:00",480.55599999999998,9382]
["2017-07-16T18:00:00",37.101300000000002,9081]
["2017-07-16T19:00:00",0,8772]
["2017-07-16T20:00:00",0,8636]
["2017-07-16T21:00:00",0,7916]
["2017-07-16T22:00:00",0,7032]
["2017-07-16T23:00:00",0,6363]
["2017-07-17",0,5915]
["2017-07-17T01:00:00",0,5671]
["2017-07-17T02:00:00",0,5492]
["2017-07-17T03:00:00",0,5524]
["2017-07-17T04:00:00",0,5778]
["2017-07-17T05:00:00",78.05080000000001,6143]
["2017-07-17T06:00:00",213.13200000000001,6561]
["2017-07-17T07:00:00",596.72799999999995,7050]
["2017-07-17T08:00:00",712.03399999999999,7570]
["2017-07-17T09:00:00",830.17499999999995,8234]
["2017-07-17T10:00:00",849.06299999999999,8765]
["2017-07-17T11:00:00",858.39400000000001,9282]
["2017-07-17T12:00:00",870.673,9553]
["2017-07-17T13:00:00",756.69600000000003,10048]
["2017-07-17T14:00:00",817.84500000000003,10206]
["2017-07-17T15:00:00",786.05700000000002,10310]
["2017-07-17T16:00:00",703.19100000000003,10277]
["2017-07-17T17:00:00",445.642,10086]
["2017-07-17T18:00:00",129.703,9624]
["2017-07-17T19:00:00",0,9230]
["2017-07-17T20:00:00",0,8919]
["2017-07-17T21:00:00",0,8115]
["2017-07-17T22:00:00",0,7251]
["2017-07-17T23:00:00",0,6546]
["2017-07-18",0,6067]
["2017-07-18T01:00:00",0,5778]
["2017-07-18T02:00:00",0,5599]
["2017-07-18T03:00:00",0,5573]
["2017-07-18T04:00:00",0,5812]
["2017-07-18T05:00:00",69.588100000000011,6089]
["2017-07-18T06:00:00",200.38200000000001,6593]
["2017-07-18T07:00:00",571.78800000000001,7187]
["2017-07-18T08:00:00",671.10500000000002,7797]
["2017-07-18T09:00:00",767.17200000000003,8417]
["2017-07-18T10:00:00",804.54,8967]
["2017-07-18T11:00:00",826.52300000000002,9356]
["2017-07-18T12:00:00",660.40899999999999,9715]
["2017-07-18T13:00:00",829.44200000000001,9944]
["2017-07-18T14:00:00",789.36500000000001,10091]
["2017-07-18T15:00:00",523.10199999999998,10199]
["2017-07-18T16:00:00",630.87900000000002,10111]
["2017-07-18T17:00:00",187.57900000000001,9741]
["2017-07-18T18:00:00",76.800600000000003,9153]
["2017-07-18T19:00:00",0,8788]
["2017-07-18T20:00:00",0,8536]
["2017-07-18T21:00:00",0,7863]
["2017-07-18T22:00:00",0,7096]
["2017-07-18T23:00:00",0,6446]
["2017-07-19",0,5932]
["2017-07-19T01:00:00",0,5653]
["2017-07-19T02:00:00",0,5497]
["2017-07-19T03:00:00",0,5426]
["2017-07-19T04:00:00",0,5484]
["2017-07-19T05:00:00",32.848300000000002,5535]
["2017-07-19T06:00:00",156.60499999999999,5757]
["2017-07-19T07:00:00",584.19600000000003,6290]
["2017-07-19T08:00:00",731.03099999999995,6796]
["2017-07-19T09:00:00",787.03399999999999,7275]
["2017-07-19T10:00:00",832.92100000000005,7678]
["2017-07-19T11:00:00",848.91300000000001,8025]
["2017-07-19T12:00:00",872.87400000000002,8386]
["2017-07-19T13:00:00",853.92499999999995,8689]
["2017-07-19T14:00:00",814.46199999999999,8895]
["2017-07-19T15:00:00",589.39200000000005,8956]
["2017-07-19T16:00:00",523.36800000000005,8881]
["2017-07-19T17:00:00",167.16499999999999,8665]
["2017-07-19T18:00:00",89.123199999999997,8344]
["2017-07-19T19:00:00",0,8253]
["2017-07-19T20:00:00",0,8149]
["2017-07-19T21:00:00",0,7596]
["2017-07-19T22:00:00",0,6977]
["2017-07-19T23:00:00",0,6370]
["2017-07-20",0,5934]
["2017-07-20T01:00:00",0,5654]
["2017-07-20T02:00:00",0,5481]
["2017-07-20T03:00:00",0,5422]
["2017-07-20T04:00:00",0,5437]
["2017-07-20T05:00:00",51.276300000000006,5428]
["2017-07-20T06:00:00",195.38399999999999,5712]
["2017-07-20T07:00:00",467.92099999999999,6346]
["2017-07-20T08:00:00",502.089,6899]
["2017-07-20T09:00:00",807.12,7348]
["2017-07-20T10:00:00",899.75099999999998,7688]
["2017-07-20T11:00:00",883.89599999999996,8070]
["2017-07-20T12:00:00",858.81299999999999,8363]
["2017-07-20T13:00:00",587.91499999999996,8717]
["2017-07-20T14:00:00",371.072,9028]
["2017-07-20T15:00:00",789.54600000000005,9268]
["2017-07-20T16:00:00",717.09900000000005,9360]
["2017-07-20T17:00:00",460.06299999999999,9277]
["2017-07-20T18:00:00",82.1798,9028]
["2017-07-20T19:00:00",0,8881]
["2017-07-20T20:00:00",0,8690]
["2017-07-20T21:00:00",0,8131]
["2017-07-20T22:00:00",0,7375]
["2017-07-20T23:00:00",0,6764]
["2017-07-21",0,6390]
["2017-07-21T01:00:00",0,6167]
["2017-07-21T02:00:00",0,6073]
["2017-07-21T03:00:00",0,6122]
["2017-07-21T04:00:00",0,6485]
["2017-07-21T05:00:00",15.519500000000001,6956]
["2017-07-21T06:00:00",121.389,7383]
["2017-07-21T07:00:00",145.97399999999999,7793]
["2017-07-21T08:00:00",124.56399999999999,8228]
["2017-07-21T09:00:00",160.92400000000001,8587]
["2017-07-21T10:00:00",308.57100000000003,8841]
["2017-07-21T11:00:00",252.57300000000001,8917]
["2017-07-21T12:00:00",453.822,8875]
["2017-07-21T13:00:00",686.86599999999999,8738]
["2017-07-21T14:00:00",548.24099999999999,8604]
["2017-07-21T15:00:00",236.459,8535]
["2017-07-21T16:00:00",210.173,8536]
["2017-07-21T17:00:00",132.29300000000001,8503]
["2017-07-21T18:00:00",12.411100000000001,8403]
["2017-07-21T19:00:00",0,8415]
["2017-07-21T20:00:00",0,8322]
["2017-07-21T21:00:00",0,7748]
["2017-07-21T22:00:00",0,7034]
["2017-07-21T23:00:00",0,6508]
["2017-07-22",0,6162]
["2017-07-22T01:00:00",0,5970]
["2017-07-22T02:00:00",0,5863]
["2017-07-22T03:00:00",0,5924]
["2017-07-22T04:00:00",0,6273]
["2017-07-22T05:00:00",2.39046,6773]
["2017-07-22T06:00:00",62.660299999999999,7207]
["2017-07-22T07:00:00",247.82300000000001,7602]
["2017-07-22T08:00:00",413.01900000000001,8000]
["2017-07-22T09:00:00",762.77499999999998,8492]
["2017-07-22T10:00:00",799.15800000000002,8975]
["2017-07-22T11:00:00",865.76599999999996,9466]
["2017-07-22T12:00:00",851.61699999999996,9831]
["2017-07-22T13:00:00",672.17899999999997,10152]
["2017-07-22T14:00:00",710.423,10331]
["2017-07-22T15:00:00",175.965,10513]
["2017-07-22T16:00:00",94.884199999999993,10492]
["2017-07-22T17:00:00",35.982099999999996,10310]
["2017-07-22T18:00:00",12.5494,9982]
["2017-07-22T19:00:00",0,9752]
["2017-07-22T20:00:00",0,9483]
["2017-07-22T21:00:00",0,8617]
["2017-07-22T22:00:00",0,7838]
["2017-07-22T23:00:00",0,7134]
["2017-07-23",0,6714]
["2017-07-23T01:00:00",0,6415]
["2017-07-23T02:00:00",0,6253]
["2017-07-23T03:00:00",0,6230]
["2017-07-23T04:00:00",0,6485]
["2017-07-23T05:00:00",10.161700000000002,6915]
["2017-07-23T06:00:00",111.93899999999999,7373]
["2017-07-23T07:00:00",74.459299999999999,7978]
["2017-07-23T08:00:00",89.912000000000006,8728]
["2017-07-23T09:00:00",143.91200000000001,9524]
["2017-07-23T10:00:00",191.71700000000001,10216]
["2017-07-23T11:00:00",738.74800000000005,10764]
["2017-07-23T12:00:00",649.69299999999998,11215]
["2017-07-23T13:00:00",577.27700000000004,11515]
["2017-07-23T14:00:00",183.88200000000001,11583]
["2017-07-23T15:00:00",189.703,11683]
["2017-07-23T16:00:00",496.904,11634]
["2017-07-23T17:00:00",248.226,11390]
["2017-07-23T18:00:00",27.981099999999998,10997]
["2017-07-23T19:00:00",0,10577]
["2017-07-23T20:00:00",0,10186]
["2017-07-23T21:00:00",0,9360]
["2017-07-23T22:00:00",0,8411]
["2017-07-23T23:00:00",0,7698]
["2017-07-24",0,7242]
["2017-07-24T01:00:00",0,6930]
["2017-07-24T02:00:00",0,6768]
["2017-07-24T03:00:00",0,6775]
["2017-07-24T04:00:00",0,7062]
["2017-07-24T05:00:00",19.509400000000003,7453]
["2017-07-24T06:00:00",139.999,7942]
["2017-07-24T07:00:00",399.21899999999999,8576]
["2017-07-24T08:00:00",432.59399999999999,9255]
["2017-07-24T09:00:00",520.88099999999997,9775]
["2017-07-24T10:00:00",384.92399999999998,10223]
["2017-07-24T11:00:00",249.56100000000001,10653]
["2017-07-24T12:00:00",276.81200000000001,11080]
["2017-07-24T13:00:00",566.75800000000004,11296]
["2017-07-24T14:00:00",748.28499999999997,11285]
["2017-07-24T15:00:00",764.06299999999999,11195]
["2017-07-24T16:00:00",667.02200000000005,10929]
["2017-07-24T17:00:00",186.28200000000001,10507]
["2017-07-24T18:00:00",25.358499999999999,9934]
["2017-07-24T19:00:00",0,9614]
["2017-07-24T20:00:00",0,9115]
["2017-07-24T21:00:00",0,8335]
["2017-07-24T22:00:00",0,7500]
["2017-07-24T23:00:00",0,6839]
["2017-07-25",0,6407]
["2017-07-25T01:00:00",0,6116]
["2017-07-25T02:00:00",0,5918]
["2017-07-25T03:00:00",0,5903]
["2017-07-25T04:00:00",0,6123]
["2017-07-25T05:00:00",0.79960900000000001,6490]
["2017-07-25T06:00:00",21.684200000000001,6877]
["2017-07-25T07:00:00",40.2682,7299]
["2017-07-25T08:00:00",91.2834,7735]
["2017-07-25T09:00:00",90.61160000000001,8281]
["2017-07-25T10:00:00",119.90300000000001,8734]
["2017-07-25T11:00:00",213.21100000000001,9090]
["2017-07-25T12:00:00",152.93899999999999,9503]
["2017-07-25T13:00:00",175.16200000000001,9809]
["2017-07-25T14:00:00",161.733,9976]
["2017-07-25T15:00:00",100.663,10005]
["2017-07-25T16:00:00",118.12,9876]
["2017-07-25T17:00:00",44.443199999999997,9668]
["2017-07-25T18:00:00",64.035899999999998,9330]
["2017-07-25T19:00:00",0,9093]
["2017-07-25T20:00:00",0,8819]
["2017-07-25T21:00:00",0,8189]
["2017-07-25T22:00:00",0,7494]
["2017-07-25T23:00:00",0,6823]
["2017-07-26",0,6352]
["2017-07-26T01:00:00",0,6018]
["2017-07-26T02:00:00",0,5816]
["2017-07-26T03:00:00",0,5760]
["2017-07-26T04:00:00",0,5855]
["2017-07-26T05:00:00",1.57694,5962]
["2017-07-26T06:00:00",55.105199999999996,6238]
["2017-07-26T07:00:00",132.16,6880]
["2017-07-26T08:00:00",308.04000000000002,7592]
["2017-07-26T09:00:00",247.911,8327]
["2017-07-26T10:00:00",298.90300000000002,9029]
["2017-07-26T11:00:00",417.851,9647]
["2017-07-26T12:00:00",371.68099999999998,10113]
["2017-07-26T13:00:00",405.16800000000001,10540]
["2017-07-26T14:00:00",254.44300000000001,10823]
["2017-07-26T15:00:00",347.85500000000002,11090]
["2017-07-26T16:00:00",188.339,11126]
["2017-07-26T17:00:00",285.52999999999997,10932]
["2017-07-26T18:00:00",27.8231,10495]
["2017-07-26T19:00:00",0,10108]
["2017-07-26T20:00:00",0,9734]
["2017-07-26T21:00:00",0,8928]
["2017-07-26T22:00:00",0,8102]
["2017-07-26T23:00:00",0,7426]
["2017-07-27",0,6952]
["2017-07-27T01:00:00",0,6596]
["2017-07-27T02:00:00",0,6355]
["2017-07-27T03:00:00",0,6237]
["2017-07-27T04:00:00",0,6220]
["2017-07-27T05:00:00",0.78916799999999998,6199]
["2017-07-27T06:00:00",55.098699999999994,6445]
["2017-07-27T07:00:00",544.89,7226]
["2017-07-27T08:00:00",454.10700000000003,8047]
["2017-07-27T09:00:00",827.15899999999999,8496]
["2017-07-27T10:00:00",786.85199999999998,8699]
["2017-07-27T11:00:00",720.88400000000001,8847]
["2017-07-27T12:00:00",452.41800000000001,9127]
["2017-07-27T13:00:00",715.84299999999996,9546]
["2017-07-27T14:00:00",651.48699999999997,10030]
["2017-07-27T15:00:00",718.95,10495]
["2017-07-27T16:00:00",414.54700000000003,10727]
["2017-07-27T17:00:00",448.71,10593]
["2017-07-27T18:00:00",119.002,10241]
["2017-07-27T19:00:00",0,10068]
["2017-07-27T20:00:00",0,9749]
["2017-07-27T21:00:00",0,9095]
["2017-07-27T22:00:00",0,8440]
["2017-07-27T23:00:00",0,7853]
["2017-07-28",0,7407]
["2017-07-28T01:00:00",0,7178]
["2017-07-28T02:00:00",0,7023]
["2017-07-28T03:00:00",0,6887]
["2017-07-28T04:00:00",0,7142]
["2017-07-28T05:00:00",26.663,7554]
["2017-07-28T06:00:00",156.124,7922]
["2017-07-28T07:00:00",510.404,8395]
["2017-07-28T08:00:00",642.36,9031]
["2017-07-28T09:00:00",448.09300000000002,9746]
["2017-07-28T10:00:00",494.94200000000001,10361]
["2017-07-28T11:00:00",802.899,10854]
["2017-07-28T12:00:00",747.5,11165]
["2017-07-28T13:00:00",729.44500000000005,11410]
["2017-07-28T14:00:00",566.37400000000002,11486]
["2017-07-28T15:00:00",691.46500000000003,11517]
["2017-07-28T16:00:00",637.53800000000001,11367]
["2017-07-28T17:00:00",415.43599999999998,11058]
["2017-07-28T18:00:00",100.627,10447]
["2017-07-28T19:00:00",0,9944]
["2017-07-28T20:00:00",0,9559]
["2017-07-28T21:00:00",0,8630]
["2017-07-28T22:00:00",0,7668]
["2017-07-28T23:00:00",0,6871]
["2017-07-29",0,6363]
["2017-07-29T01:00:00",0,6052]
["2017-07-29T02:00:00",0,5831]
["2017-07-29T03:00:00",0,5785]
["2017-07-29T04:00:00",0,6022]
["2017-07-29T05:00:00",21.488299999999999,6404]
["2017-07-29T06:00:00",158.49600000000001,6760]
["2017-07-29T07:00:00",224.71100000000001,7199]
["2017-07-29T08:00:00",623.75800000000004,7616]
["2017-07-29T09:00:00",313.70600000000002,8166]
["2017-07-29T10:00:00",290.66300000000001,8746]
["2017-07-29T11:00:00",303.33300000000003,9181]
["2017-07-29T12:00:00",854.56100000000004,9667]
["2017-07-29T13:00:00",487.7,10024]
["2017-07-29T14:00:00",436.64800000000002,10310]
["2017-07-29T15:00:00",757.53800000000001,10463]
["2017-07-29T16:00:00",508.685,10364]
["2017-07-29T17:00:00",309.92899999999997,10081]
["2017-07-29T18:00:00",114.37,9568]
["2017-07-29T19:00:00",0,9192]
["2017-07-29T20:00:00",0,8813]
["2017-07-29T21:00:00",0,8002]
["2017-07-29T22:00:00",0,7107]
["2017-07-29T23:00:00",0,6393]
["2017-07-30",0,5954]
["2017-07-30T01:00:00",0,5703]
["2017-07-30T02:00:00",0,5564]
["2017-07-30T03:00:00",0,5559]
["2017-07-30T04:00:00",0,5830]
["2017-07-30T05:00:00",33.082800000000006,6255]
["2017-07-30T06:00:00",182.58799999999999,6616]
["2017-07-30T07:00:00",571.1,7023]
["2017-07-30T08:00:00",685.51599999999996,7535]
["2017-07-30T09:00:00",626.49300000000005,8110]
["2017-07-30T10:00:00",750.98199999999997,8710]
["2017-07-30T11:00:00",146.07499999999999,9159]
["2017-07-30T12:00:00",138.37200000000001,9543]
["2017-07-30T13:00:00",261.20400000000001,9845]
["2017-07-30T14:00:00",371.42099999999999,10062]
["2017-07-30T15:00:00",543.02099999999996,10147]
["2017-07-30T16:00:00",513.87,10103]
["2017-07-30T17:00:00",225.136,9811]
["2017-07-30T18:00:00",97.71,9355]
["2017-07-30T19:00:00",0,9116]
["2017-07-30T20:00:00",0,8846]
["2017-07-30T21:00:00",0,8037]
["2017-07-30T22:00:00",0,7258]
["2017-07-30T23:00:00",0,6580]
["2017-07-31",0,6187]
["2017-07-31T01:00:00",0,5904]
["2017-07-31T02:00:00",0,5779]
["2017-07-31T03:00:00",0,5758]
["2017-07-31T04:00:00",0,6043]
["2017-07-31T05:00:00",8.0878100000000011,6511]
["2017-07-31T06:00:00",93.853399999999993,6856]
["2017-07-31T07:00:00",396.11599999999999,7245]
["2017-07-31T08:00:00",297.29500000000002,7639]
["2017-07-31T09:00:00",265.23099999999999,8177]
["2017-07-31T10:00:00",303.58499999999998,8734]
["2017-07-31T11:00:00",570.06399999999996,9197]
["2017-07-31T12:00:00",424.53100000000001,9573]
["2017-07-31T13:00:00",624.44399999999996,9776]
["2017-07-31T14:00:00",734.91399999999999,9851]
["2017-07-31T15:00:00",740.23199999999997,9782]
["2017-07-31T16:00:00",712.49699999999996,9573]
["2017-07-31T17:00:00",466.68,9330]
["2017-07-31T18:00:00",111.038,9043]
["2017-07-31T19:00:00",0,9010]
["2017-07-31T20:00:00",0,8737]
["2017-07-31T21:00:00",0,8073]
["2017-07-31T22:00:00",0,7263]
["2017-07-31T23:00:00",0,6704]
["2017-08-01",0,6328]
["2017-08-01T01:00:00",0,6059]
["2017-08-01T02:00:00",0,5942]
["2017-08-01T03:00:00",0,5946]
["2017-08-01T04:00:00",0,6254]
["2017-08-01T05:00:00",3.1711999999999998,6680]
["2017-08-01T06:00:00",20.680900000000001,6982]
["2017-08-01T07:00:00",52.156800000000004,7318]
["2017-08-01T08:00:00",86.597399999999993,7586]
["2017-08-01T09:00:00",143.02600000000001,7800]
["2017-08-01T10:00:00",477.52699999999999,7951]
["2017-08-01T11:00:00",427.68900000000002,7986]
["2017-08-01T12:00:00",470.16399999999999,7947]
["2017-08-01T13:00:00",469.72300000000001,7930]
["2017-08-01T14:00:00",775.98099999999999,7879]
["2017-08-01T15:00:00",775.28599999999994,7888]
["2017-08-01T16:00:00",109.087,7839]
["2017-08-01T17:00:00",153.17400000000001,7703]
["2017-08-01T18:00:00",39.618400000000001,7570]
["2017-08-01T19:00:00",1.40682,7599]
["2017-08-01T20:00:00",0,7572]
["2017-08-01T21:00:00",0,7122]
["2017-08-01T22:00:00",0,6575]
["2017-08-01T23:00:00",0,6071]
["2017-08-02",0,5751]
["2017-08-02T01:00:00",0,5519]
["2017-08-02T02:00:00",0,5391]
["2017-08-02T03:00:00",0,5344]
["2017-08-02T04:00:00",0,5410]
["2017-08-02T05:00:00",5.5593999999999992,5573]
["2017-08-02T06:00:00",38.824400000000004,5760]
["2017-08-02T07:00:00",231.18600000000001,6153]
["2017-08-02T08:00:00",491.541,6546]
["2017-08-02T09:00:00",338.43700000000001,6793]
["2017-08-02T10:00:00",620.75900000000001,6969]
["2017-08-02T11:00:00",623.93899999999996,6982]
["2017-08-02T12:00:00",664.05899999999997,6964]
["2017-08-02T13:00:00",631.94899999999996,6955]
["2017-08-02T14:00:00",657.84199999999998,6986]
["2017-08-02T15:00:00",346.541,7017]
["2017-08-02T16:00:00",528.947,7068]
["2017-08-02T17:00:00",278.86399999999998,7049]
["2017-08-02T18:00:00",66.165499999999994,7013]
["2017-08-02T19:00:00",0.81723900000000005,7192]
["2017-08-02T20:00:00",0,7186]
["2017-08-02T21:00:00",0,6846]
["2017-08-02T22:00:00",0,6355]
["2017-08-02T23:00:00",0,5873]
["2017-08-03",0,5541]
["2017-08-03T01:00:00",0,5346]
["2017-08-03T02:00:00",0,5244]
["2017-08-03T03:00:00",0,5187]
["2017-08-03T04:00:00",0,5239]
["2017-08-03T05:00:00",5.5097800000000001,5320]
["2017-08-03T06:00:00",86.813999999999993,5510]
["2017-08-03T07:00:00",253.16300000000001,6004]
["2017-08-03T08:00:00",314.77100000000002,6398]
["2017-08-03T09:00:00",620.51499999999999,6593]
["2017-08-03T10:00:00",758.26900000000001,6681]
["2017-08-03T11:00:00",822.48599999999999,6830]
["2017-08-03T12:00:00",623.024,7038]
["2017-08-03T13:00:00",574.98699999999997,7227]
["2017-08-03T14:00:00",431.09699999999998,7462]
["2017-08-03T15:00:00",555.399,7674]
["2017-08-03T16:00:00",540.98599999999999,7868]
["2017-08-03T17:00:00",297.226,7870]
["2017-08-03T18:00:00",62.380099999999999,7766]
["2017-08-03T19:00:00",0.82065200000000005,7826]
["2017-08-03T20:00:00",0,7751]
["2017-08-03T21:00:00",0,7220]
["2017-08-03T22:00:00",0,6590]
["2017-08-03T23:00:00",0,6028]
["2017-08-04",0,5700]
["2017-08-04T01:00:00",0,5525]
["2017-08-04T02:00:00",0,5410]
["2017-08-04T03:00:00",0,5459]
["2017-08-04T04:00:00",0,5807]
["2017-08-04T05:00:00",6.7397799999999997,6332]
["2017-08-04T06:00:00",90.496800000000007,6701]
["2017-08-04T07:00:00",389.31400000000002,7054]
["2017-08-04T08:00:00",581.39700000000005,7469]
["2017-08-04T09:00:00",412.851,7907]
["2017-08-04T10:00:00",369.45600000000002,8309]
["2017-08-04T11:00:00",585.53499999999997,8653]
["2017-08-04T12:00:00",670.25900000000001,8993]
["2017-08-04T13:00:00",571.95699999999999,9300]
["2017-08-04T14:00:00",487.44,9581]
["2017-08-04T15:00:00",704.42700000000002,9727]
["2017-08-04T16:00:00",369.01100000000002,9756]
["2017-08-04T17:00:00",290.637,9645]
["2017-08-04T18:00:00",86.987800000000007,9349]
["2017-08-04T19:00:00",0,9215]
["2017-08-04T20:00:00",0,8905]
["2017-08-04T21:00:00",0,8170]
["2017-08-04T22:00:00",0,7386]
["2017-08-04T23:00:00",0,6742]
["2017-08-05",0,6275]
["2017-08-05T01:00:00",0,6031]
["2017-08-05T02:00:00",0,5900]
["2017-08-05T03:00:00",0,5914]
["2017-08-05T04:00:00",0,6224]
["2017-08-05T05:00:00",7.8472499999999998,6754]
["2017-08-05T06:00:00",106.342,7078]
["2017-08-05T07:00:00",297.40800000000002,7409]
["2017-08-05T08:00:00",396.06700000000001,7871]
["2017-08-05T09:00:00",691.68499999999995,8497]
["2017-08-05T10:00:00",717.80499999999995,9089]
["2017-08-05T11:00:00",748.55600000000004,9606]
["2017-08-05T12:00:00",811.06100000000004,10136]
["2017-08-05T13:00:00",804.98599999999999,10421]
["2017-08-05T14:00:00",710.54,10832]
["2017-08-05T15:00:00",610.46500000000003,11011]
["2017-08-05T16:00:00",463.95100000000002,10975]
["2017-08-05T17:00:00",209.73500000000001,10764]
["2017-08-05T18:00:00",64.7851,10261]
["2017-08-05T19:00:00",0,9911]
["2017-08-05T20:00:00",0,9460]
["2017-08-05T21:00:00",0,8590]
["2017-08-05T22:00:00",0,7677]
["2017-08-05T23:00:00",0,6986]
["2017-08-06",0,6492]
["2017-08-06T01:00:00",0,6151]
["2017-08-06T02:00:00",0,5970]
["2017-08-06T03:00:00",0,5975]
["2017-08-06T04:00:00",0,6272]
["2017-08-06T05:00:00",3.1623600000000001,6692]
["2017-08-06T06:00:00",28.751799999999999,7110]
["2017-08-06T07:00:00",61.747399999999999,7657]
["2017-08-06T08:00:00",128.51300000000001,8402]
["2017-08-06T09:00:00",176.12899999999999,9159]
["2017-08-06T10:00:00",224.864,9927]
["2017-08-06T11:00:00",290.40899999999999,10549]
["2017-08-06T12:00:00",900.60900000000004,11016]
["2017-08-06T13:00:00",469.11099999999999,11232]
["2017-08-06T14:00:00",281.48200000000003,11156]
["2017-08-06T15:00:00",251.803,11274]
["2017-08-06T16:00:00",751.26499999999999,11217]
["2017-08-06T17:00:00",411.24,11100]
["2017-08-06T18:00:00",93.7483,10671]
["2017-08-06T19:00:00",1.22828,10292]
["2017-08-06T20:00:00",0,9745]
["2017-08-06T21:00:00",0,8845]
["2017-08-06T22:00:00",0,7961]
["2017-08-06T23:00:00",0,7110]
["2017-08-07",0,6725]
["2017-08-07T01:00:00",0,6316]
["2017-08-07T02:00:00",0,6088]
["2017-08-07T03:00:00",0,6065]
["2017-08-07T04:00:00",0,6318]
["2017-08-07T05:00:00",4.8689999999999998,6768]
["2017-08-07T06:00:00",67.786799999999999,7161]
["2017-08-07T07:00:00",297.65899999999999,7687]
["2017-08-07T08:00:00",249.22399999999999,8348]
["2017-08-07T09:00:00",409.39600000000002,9145]
["2017-08-07T10:00:00",467.26,9794]
["2017-08-07T11:00:00",272.471,10361]
["2017-08-07T12:00:00",698.4,10848]
["2017-08-07T13:00:00",511.60500000000002,11127]
["2017-08-07T14:00:00",464.77699999999999,11145]
["2017-08-07T15:00:00",158.76499999999999,11072]
["2017-08-07T16:00:00",268.55500000000001,10987]
["2017-08-07T17:00:00",180.56700000000001,10749]
["2017-08-07T18:00:00",90.397999999999996,10260]
["2017-08-07T19:00:00",0,10011]
["2017-08-07T20:00:00",0,9536]
["2017-08-07T21:00:00",0,8594]
["2017-08-07T22:00:00",0,7784]
["2017-08-07T23:00:00",0,7036]
["2017-08-08",0,6533]
["2017-08-08T01:00:00",0,6184]
["2017-08-08T02:00:00",0,6038]
["2017-08-08T03:00:00",0,6011]
["2017-08-08T04:00:00",0,6236]
["2017-08-08T05:00:00",9.7535300000000014,6640]
["2017-08-08T06:00:00",177.22499999999999,6942]
["2017-08-08T07:00:00",506.01900000000001,7425]
["2017-08-08T08:00:00",770.68399999999997,7936]
["2017-08-08T09:00:00",583.47900000000004,8473]
["2017-08-08T10:00:00",415.02600000000001,8905]
["2017-08-08T11:00:00",908.15099999999995,9280]
["2017-08-08T12:00:00",679.47199999999998,9614]
["2017-08-08T13:00:00",704.43700000000001,9803]
["2017-08-08T14:00:00",849.649,9858]
["2017-08-08T15:00:00",670.06100000000004,9897]
["2017-08-08T16:00:00",634.88300000000004,9793]
["2017-08-08T17:00:00",343.31400000000002,9479]
["2017-08-08T18:00:00",99.132100000000008,9084]
["2017-08-08T19:00:00",0,9041]
["2017-08-08T20:00:00",0,8766]
["2017-08-08T21:00:00",0,8186]
["2017-08-08T22:00:00",0,7485]
["2017-08-08T23:00:00",0,6883]
["2017-08-09",0,6437]
["2017-08-09T01:00:00",0,6105]
["2017-08-09T02:00:00",0,5965]
["2017-08-09T03:00:00",0,5884]
["2017-08-09T04:00:00",0,5933]
["2017-08-09T05:00:00",6.1698399999999998,6051]
["2017-08-09T06:00:00",109.42400000000001,6208]
["2017-08-09T07:00:00",489.40800000000002,6593]
["2017-08-09T08:00:00",569.673,7011]
["2017-08-09T09:00:00",818.17499999999995,7360]
["2017-08-09T10:00:00",774.28700000000003,7528]
["2017-08-09T11:00:00",901.48099999999999,7553]
["2017-08-09T12:00:00",902.97299999999996,7529]
["2017-08-09T13:00:00",899.904,7417]
["2017-08-09T14:00:00",847.81200000000001,7338]
["2017-08-09T15:00:00",764.55399999999997,7340]
["2017-08-09T16:00:00",626.71799999999996,7378]
["2017-08-09T17:00:00",379.59500000000003,7369]
["2017-08-09T18:00:00",41.676900000000003,7316]
["2017-08-09T19:00:00",0,7471]
["2017-08-09T20:00:00",0,7339]
["2017-08-09T21:00:00",0,6954]
["2017-08-09T22:00:00",0,6418]
["2017-08-09T23:00:00",0,5911]
["2017-08-10",0,5603]
["2017-08-10T01:00:00",0,5367]
["2017-08-10T02:00:00",0,5296]
["2017-08-10T03:00:00",0,5229]
["2017-08-10T04:00:00",0,5283]
["2017-08-10T05:00:00",30.7437,5375]
["2017-08-10T06:00:00",198.25,5615]
["2017-08-10T07:00:00",609.101,6107]
["2017-08-10T08:00:00",754.75800000000004,6560]
["2017-08-10T09:00:00",806.31700000000001,6811]
["2017-08-10T10:00:00",822.31500000000005,7095]
["2017-08-10T11:00:00",743.32100000000003,7344]
["2017-08-10T12:00:00",771.86,7629]
["2017-08-10T13:00:00",838.23699999999997,7844]
["2017-08-10T14:00:00",845.27700000000004,8009]
["2017-08-10T15:00:00",770.82899999999995,8177]
["2017-08-10T16:00:00",691.45899999999995,8218]
["2017-08-10T17:00:00",430.565,8187]
["2017-08-10T18:00:00",97.750500000000002,8106]
["2017-08-10T19:00:00",0.60675699999999999,8223]
["2017-08-10T20:00:00",0,8032]
["2017-08-10T21:00:00",0,7489]
["2017-08-10T22:00:00",0,6846]
["2017-08-10T23:00:00",0,6286]
["2017-08-11",0,5893]
["2017-08-11T01:00:00",0,5709]
["2017-08-11T02:00:00",0,5660]
["2017-08-11T03:00:00",0,5683]
["2017-08-11T04:00:00",0,6070]
["2017-08-11T05:00:00",5.98895,6532]
["2017-08-11T06:00:00",129.31800000000001,6931]
["2017-08-11T07:00:00",502.065,7357]
["2017-08-11T08:00:00",746.07500000000005,7791]
["2017-08-11T09:00:00",800.89400000000001,8344]
["2017-08-11T10:00:00",787.37599999999998,8897]
["2017-08-11T11:00:00",837.19600000000003,9408]
["2017-08-11T12:00:00",832.93600000000004,9882]
["2017-08-11T13:00:00",780.77099999999996,10171]
["2017-08-11T14:00:00",442.339,10283]
["2017-08-11T15:00:00",296.72399999999999,10303]
["2017-08-11T16:00:00",169.18799999999999,10062]
["2017-08-11T17:00:00",169.11199999999999,9720]
["2017-08-11T18:00:00",34.680099999999996,9361]
["2017-08-11T19:00:00",0,9306]
["2017-08-11T20:00:00",0,8888]
["2017-08-11T21:00:00",0,8132]
["2017-08-11T22:00:00",0,7385]
["2017-08-11T23:00:00",0,6791]
["2017-08-12",0,6403]
["2017-08-12T01:00:00",0,6174]
["2017-08-12T02:00:00",0,5998]
["2017-08-12T03:00:00",0,6030]
["2017-08-12T04:00:00",0,6356]
["2017-08-12T05:00:00",3.8231899999999999,6851]
["2017-08-12T06:00:00",100.346,7188]
["2017-08-12T07:00:00",393.11900000000003,7622]
["2017-08-12T08:00:00",598.86800000000005,8146]
["2017-08-12T09:00:00",679.495,8793]
["2017-08-12T10:00:00",701.25699999999995,9451]
["2017-08-12T11:00:00",747.97900000000004,9979]
["2017-08-12T12:00:00",849.64700000000005,10418]
["2017-08-12T13:00:00",836.01499999999999,10894]
["2017-08-12T14:00:00",753.05600000000004,11128]
["2017-08-12T15:00:00",685.86300000000006,11129]
["2017-08-12T16:00:00",452.66399999999999,11136]
["2017-08-12T17:00:00",309.15199999999999,10905]
["2017-08-12T18:00:00",67.933000000000007,10504]
["2017-08-12T19:00:00",0,10163]
["2017-08-12T20:00:00",0,9589]
["2017-08-12T21:00:00",0,8733]
["2017-08-12T22:00:00",0,7845]
["2017-08-12T23:00:00",0,7198]
["2017-08-13",0,6709]
["2017-08-13T01:00:00",0,6382]
["2017-08-13T02:00:00",0,6248]
["2017-08-13T03:00:00",0,6223]
["2017-08-13T04:00:00",0,6526]
["2017-08-13T05:00:00",0.84868699999999997,6992]
["2017-08-13T06:00:00",25.3933,7329]
["2017-08-13T07:00:00",372.14100000000002,7826]
["2017-08-13T08:00:00",594.43799999999999,8364]
["2017-08-13T09:00:00",766.89700000000005,8950]
["2017-08-13T10:00:00",799.68200000000002,9390]
["2017-08-13T11:00:00",881.91200000000003,9810]
["2017-08-13T12:00:00",852.20699999999999,10200]
["2017-08-13T13:00:00",780.24800000000005,10487]
["2017-08-13T14:00:00",723,10716]
["2017-08-13T15:00:00",595.12900000000002,10781]
["2017-08-13T16:00:00",304.66000000000003,10661]
["2017-08-13T17:00:00",243.33600000000001,10357]
["2017-08-13T18:00:00",42.7911,9785]
["2017-08-13T19:00:00",0,9440]
["2017-08-13T20:00:00",0,8933]
["2017-08-13T21:00:00",0,8063]
["2017-08-13T22:00:00",0,7197]
["2017-08-13T23:00:00",0,6444]
["2017-08-14",0,5977]
["2017-08-14T01:00:00",0,5689]
["2017-08-14T02:00:00",0,5525]
["2017-08-14T03:00:00",0,5494]
["2017-08-14T04:00:00",0,5755]
["2017-08-14T05:00:00",0.82840899999999995,6145]
["2017-08-14T06:00:00",18.767099999999999,6517]
["2017-08-14T07:00:00",77.500500000000002,6950]
["2017-08-14T08:00:00",327.27199999999999,7386]
["2017-08-14T09:00:00",240.34700000000001,7931]
["2017-08-14T10:00:00",186.97800000000001,8329]
["2017-08-14T11:00:00",606.77200000000005,8761]
["2017-08-14T12:00:00",485.26799999999997,9169]
["2017-08-14T13:00:00",513.80899999999997,9528]
["2017-08-14T14:00:00",836.83600000000001,9871]
["2017-08-14T15:00:00",168.2,10092]
["2017-08-14T16:00:00",334.13299999999998,10092]
["2017-08-14T17:00:00",321.17599999999999,9825]
["2017-08-14T18:00:00",83.727800000000002,9264]
["2017-08-14T19:00:00",0,9015]
["2017-08-14T20:00:00",0,8530]
["2017-08-14T21:00:00",0,7726]
["2017-08-14T22:00:00",0,6914]
["2017-08-14T23:00:00",0,6210]
["2017-08-15",0,5788]
["2017-08-15T01:00:00",0,5503]
["2017-08-15T02:00:00",0,5378]
["2017-08-15T03:00:00",0,5398]
["2017-08-15T04:00:00",0,5667]
["2017-08-15T05:00:00",3.3169,6041]
["2017-08-15T06:00:00",53.093699999999998,6392]
["2017-08-15T07:00:00",305.58100000000002,6899]
["2017-08-15T08:00:00",263.166,7478]
["2017-08-15T09:00:00",265.68299999999999,8162]
["2017-08-15T10:00:00",290.85700000000003,8740]
["2017-08-15T11:00:00",317.39,9296]
["2017-08-15T12:00:00",392.07299999999998,9790]
["2017-08-15T13:00:00",473.85300000000001,10177]
["2017-08-15T14:00:00",254.685,10384]
["2017-08-15T15:00:00",358.52699999999999,10496]
["2017-08-15T16:00:00",199.85900000000001,10427]
["2017-08-15T17:00:00",110.836,10061]
["2017-08-15T18:00:00",26.523099999999999,9541]
["2017-08-15T19:00:00",0,9401]
["2017-08-15T20:00:00",0,8872]
["2017-08-15T21:00:00",0,8157]
["2017-08-15T22:00:00",0,7411]
["2017-08-15T23:00:00",0,6741]
["2017-08-16",0,6265]
["2017-08-16T01:00:00",0,5948]
["2017-08-16T02:00:00",0,5734]
["2017-08-16T03:00:00",0,5606]
["2017-08-16T04:00:00",0,5639]
["2017-08-16T05:00:00",1.6932400000000001,5745]
["2017-08-16T06:00:00",39.213000000000001,5952]
["2017-08-16T07:00:00",76.083600000000004,6574]
["2017-08-16T08:00:00",500.06599999999997,7349]
["2017-08-16T09:00:00",401.351,8145]
["2017-08-16T10:00:00",449.89100000000002,8832]
["2017-08-16T11:00:00",655.55,9403]
["2017-08-16T12:00:00",252.46299999999999,9769]
["2017-08-16T13:00:00",234.99799999999999,9931]
["2017-08-16T14:00:00",195.68299999999999,10088]
["2017-08-16T15:00:00",183.828,10137]
["2017-08-16T16:00:00",95.871200000000002,10105]
["2017-08-16T17:00:00",61.343400000000003,9856]
["2017-08-16T18:00:00",31.0762,9416]
["2017-08-16T19:00:00",0,9266]
["2017-08-16T20:00:00",0,8825]
["2017-08-16T21:00:00",0,8163]
["2017-08-16T22:00:00",0,7451]
["2017-08-16T23:00:00",0,6791]
["2017-08-17",0,6354]
["2017-08-17T01:00:00",0,6034]
["2017-08-17T02:00:00",0,5824]
["2017-08-17T03:00:00",0,5701]
["2017-08-17T04:00:00",0,5696]
["2017-08-17T05:00:00",2.30958,5754]
["2017-08-17T06:00:00",59.563900000000004,5985]
["2017-08-17T07:00:00",293.58699999999999,6721]
["2017-08-17T08:00:00",438.82299999999998,7567]
["2017-08-17T09:00:00",691.85900000000004,8263]
["2017-08-17T10:00:00",640.65899999999999,8934]
["2017-08-17T11:00:00",507.01,9545]
["2017-08-17T12:00:00",568.91800000000001,10031]
["2017-08-17T13:00:00",521.35,10390]
["2017-08-17T14:00:00",421.3,10630]
["2017-08-17T15:00:00",458.12599999999998,10747]
["2017-08-17T16:00:00",488.73099999999999,10757]
["2017-08-17T17:00:00",253.262,10499]
["2017-08-17T18:00:00",38.095099999999995,10094]
["2017-08-17T19:00:00",0,9977]
["2017-08-17T20:00:00",0,9393]
["2017-08-17T21:00:00",0,8588]
["2017-08-17T22:00:00",0,7750]
["2017-08-17T23:00:00",0,7105]
["2017-08-18",0,6729]
["2017-08-18T01:00:00",0,6444]
["2017-08-18T02:00:00",0,6286]
["2017-08-18T03:00:00",0,6293]
["2017-08-18T04:00:00",0,6618]
["2017-08-18T05:00:00",3.6674199999999999,7212]
["2017-08-18T06:00:00",126.069,7608]
["2017-08-18T07:00:00",342.07299999999998,8032]
["2017-08-18T08:00:00",185.524,8579]
["2017-08-18T09:00:00",252.49100000000001,9280]
["2017-08-18T10:00:00",718.20100000000002,9990]
["2017-08-18T11:00:00",777.95500000000004,10483]
["2017-08-18T12:00:00",457.79199999999997,10905]
["2017-08-18T13:00:00",448.2,11123]
["2017-08-18T14:00:00",412.34800000000001,11216]
["2017-08-18T15:00:00",377.22,11263]
["2017-08-18T16:00:00",381.80799999999999,11206]
["2017-08-18T17:00:00",47.7545,10994]
["2017-08-18T18:00:00",38.603199999999994,10640]
["2017-08-18T19:00:00",0,10235]
["2017-08-18T20:00:00",0,9563]
["2017-08-18T21:00:00",0,8633]
["2017-08-18T22:00:00",0,7801]
["2017-08-18T23:00:00",0,7135]
["2017-08-19",0,6676]
["2017-08-19T01:00:00",0,6386]
["2017-08-19T02:00:00",0,6192]
["2017-08-19T03:00:00",0,6200]
["2017-08-19T04:00:00",0,6518]
["2017-08-19T05:00:00",0.84451399999999999,7128]
["2017-08-19T06:00:00",27.315000000000001,7516]
["2017-08-19T07:00:00",63.209900000000005,7967]
["2017-08-19T08:00:00",226.74600000000001,8569]
["2017-08-19T09:00:00",435.68400000000003,9239]
["2017-08-19T10:00:00",577.947,9839]
["2017-08-19T11:00:00",680.38099999999997,10369]
["2017-08-19T12:00:00",512.53599999999994,10839]
["2017-08-19T13:00:00",456.15199999999999,11124]
["2017-08-19T14:00:00",448.64400000000001,11202]
["2017-08-19T15:00:00",379.529,11176]
["2017-08-19T16:00:00",604.08000000000004,11063]
["2017-08-19T17:00:00",313.55500000000001,10900]
["2017-08-19T18:00:00",34.094099999999997,10441]
["2017-08-19T19:00:00",0,10333]
["2017-08-19T20:00:00",0,9760]
["2017-08-19T21:00:00",0,8791]
["2017-08-19T22:00:00",0,7981]
["2017-08-19T23:00:00",0,7234]
["2017-08-20",0,6746]
["2017-08-20T01:00:00",0,6430]
["2017-08-20T02:00:00",0,6292]
["2017-08-20T03:00:00",0,6255]
["2017-08-20T04:00:00",0,6586]
["2017-08-20T05:00:00",1.6989000000000001,7199]
["2017-08-20T06:00:00",84.648300000000006,7515]
["2017-08-20T07:00:00",375.31,7898]
["2017-08-20T08:00:00",622.95399999999995,8458]
["2017-08-20T09:00:00",669.005,9233]
["2017-08-20T10:00:00",793.82899999999995,9951]
["2017-08-20T11:00:00",770.16399999999999,10529]
["2017-08-20T12:00:00",828.95600000000002,10974]
["2017-08-20T13:00:00",732.11300000000006,11186]
["2017-08-20T14:00:00",651.10599999999999,11180]
["2017-08-20T15:00:00",551.10500000000002,11211]
["2017-08-20T16:00:00",512.16499999999996,11139]
["2017-08-20T17:00:00",239.398,11077]
["2017-08-20T18:00:00",30.109599999999997,10759]
["2017-08-20T19:00:00",0,10544]
["2017-08-20T20:00:00",0,9892]
["2017-08-20T21:00:00",0,8949]
["2017-08-20T22:00:00",0,8081]
["2017-08-20T23:00:00",0,7476]
["2017-08-21",0,6982]
["2017-08-21T01:00:00",0,6659]
["2017-08-21T02:00:00",0,6463]
["2017-08-21T03:00:00",0,6421]
["2017-08-21T04:00:00",0,6747]
["2017-08-21T05:00:00",6.32578,7373]
["2017-08-21T06:00:00",137.16399999999999,7750]
["2017-08-21T07:00:00",236.71600000000001,8288]
["2017-08-21T08:00:00",633.58799999999997,9109]
["2017-08-21T09:00:00",737.84199999999998,9930]
["2017-08-21T10:00:00",880.19399999999996,10710]
["2017-08-21T11:00:00",793.03200000000004,11341]
["2017-08-21T12:00:00",871.42899999999997,11609]
["2017-08-21T13:00:00",790.154,11835]
["2017-08-21T14:00:00",713.00900000000001,11801]
["2017-08-21T15:00:00",729.92600000000004,11804]
["2017-08-21T16:00:00",542.55200000000002,11690]
["2017-08-21T17:00:00",218.91499999999999,11612]
["2017-08-21T18:00:00",40.1036,11263]
["2017-08-21T19:00:00",0,11057]
["2017-08-21T20:00:00",0,10361]
["2017-08-21T21:00:00",0,9371]
["2017-08-21T22:00:00",0,8404]
["2017-08-21T23:00:00",0,7718]
["2017-08-22",0,7249]
["2017-08-22T01:00:00",0,6877]
["2017-08-22T02:00:00",0,6672]
["2017-08-22T03:00:00",0,6641]
["2017-08-22T04:00:00",0,6889]
["2017-08-22T05:00:00",3.5899099999999997,7419]
["2017-08-22T06:00:00",133.66900000000001,7695]
["2017-08-22T07:00:00",526.976,8344]
["2017-08-22T08:00:00",807.31200000000001,9043]
["2017-08-22T09:00:00",873.79700000000003,9922]
["2017-08-22T10:00:00",832.50599999999997,10755]
["2017-08-22T11:00:00",676.75,11342]
["2017-08-22T12:00:00",904.55899999999997,11756]
["2017-08-22T13:00:00",784.65800000000002,11963]
["2017-08-22T14:00:00",850.68,11965]
["2017-08-22T15:00:00",683.39099999999996,11860]
["2017-08-22T16:00:00",752.64200000000005,11756]
["2017-08-22T17:00:00",302.76100000000002,11445]
["2017-08-22T18:00:00",54.600199999999994,10800]
["2017-08-22T19:00:00",0,10592]
["2017-08-22T20:00:00",0,9936]
["2017-08-22T21:00:00",0,9177]
["2017-08-22T22:00:00",0,8293]
["2017-08-22T23:00:00",0,7682]
["2017-08-23",0,7162]
["2017-08-23T01:00:00",0,6770]
["2017-08-23T02:00:00",0,6551]
["2017-08-23T03:00:00",0,6423]
["2017-08-23T04:00:00",0,6502]
["2017-08-23T05:00:00",0.85980400000000001,6604]
["2017-08-23T06:00:00",129.62899999999999,6757]
["2017-08-23T07:00:00",529.75199999999995,7381]
["2017-08-23T08:00:00",752.17200000000003,8082]
["2017-08-23T09:00:00",857.14499999999998,8865]
["2017-08-23T10:00:00",887.15099999999995,9378]
["2017-08-23T11:00:00",849.28599999999994,9843]
["2017-08-23T12:00:00",837.61300000000006,10198]
["2017-08-23T13:00:00",855.95,10378]
["2017-08-23T14:00:00",665.18200000000002,10448]
["2017-08-23T15:00:00",769.35900000000004,10434]
["2017-08-23T16:00:00",565.47400000000005,10275]
["2017-08-23T17:00:00",296.916,9930]
["2017-08-23T18:00:00",26.691800000000001,9515]
["2017-08-23T19:00:00",0,9460]
["2017-08-23T20:00:00",0,8980]
["2017-08-23T21:00:00",0,8348]
["2017-08-23T22:00:00",0,7639]
["2017-08-23T23:00:00",0,7100]
["2017-08-24",0,6584]
["2017-08-24T01:00:00",0,6259]
["2017-08-24T02:00:00",0,6042]
["2017-08-24T03:00:00",0,5929]
["2017-08-24T04:00:00",0,5947]
["2017-08-24T05:00:00",7.1100500000000002,5918]
["2017-08-24T06:00:00",176.45,6123]
["2017-08-24T07:00:00",657.13800000000003,6844]
["2017-08-24T08:00:00",851.98,7467]
["2017-08-24T09:00:00",898.63300000000004,7914]
["2017-08-24T10:00:00",762.85199999999998,8237]
["2017-08-24T11:00:00",875.31799999999998,8553]
["2017-08-24T12:00:00",925.51800000000003,8805]
["2017-08-24T13:00:00",910.00199999999995,8946]
["2017-08-24T14:00:00",892.899,9030]
["2017-08-24T15:00:00",599.53800000000001,9044]
["2017-08-24T16:00:00",727.53800000000001,8939]
["2017-08-24T17:00:00",282.31299999999999,8711]
["2017-08-24T18:00:00",71.188800000000001,8441]
["2017-08-24T19:00:00",0,8492]
["2017-08-24T20:00:00",0,7958]
["2017-08-24T21:00:00",0,7246]
["2017-08-24T22:00:00",0,6579]
["2017-08-24T23:00:00",0,5884]
["2017-08-25",0,5507]
["2017-08-25T01:00:00",0,5302]
["2017-08-25T02:00:00",0,5194]
["2017-08-25T03:00:00",0,5253]
["2017-08-25T04:00:00",0,5653]
["2017-08-25T05:00:00",9.9797799999999999,6356]
["2017-08-25T06:00:00",180.732,6592]
["2017-08-25T07:00:00",548.21900000000005,6887]
["2017-08-25T08:00:00",631.53300000000002,7258]
["2017-08-25T09:00:00",798.98800000000006,7683]
["2017-08-25T10:00:00",884.56100000000004,8094]
["2017-08-25T11:00:00",909.93200000000002,8488]
["2017-08-25T12:00:00",850.48199999999997,8791]
["2017-08-25T13:00:00",860.50199999999995,8956]
["2017-08-25T14:00:00",793.66600000000005,9031]
["2017-08-25T15:00:00",744.58100000000002,9137]
["2017-08-25T16:00:00",622.61300000000006,9101]
["2017-08-25T17:00:00",280.11900000000003,8971]
["2017-08-25T18:00:00",51.645000000000003,8782]
["2017-08-25T19:00:00",0,8862]
["2017-08-25T20:00:00",0,8341]
["2017-08-25T21:00:00",0,7573]
["2017-08-25T22:00:00",0,6787]
["2017-08-25T23:00:00",0,6132]
["2017-08-26",0,5722]
["2017-08-26T01:00:00",0,5541]
["2017-08-26T02:00:00",0,5404]
["2017-08-26T03:00:00",0,5390]
["2017-08-26T04:00:00",0,5781]
["2017-08-26T05:00:00",0,6498]
["2017-08-26T06:00:00",95.763600000000011,6681]
["2017-08-26T07:00:00",316.11799999999999,6979]
["2017-08-26T08:00:00",739.43499999999995,7377]
["2017-08-26T09:00:00",828.90099999999995,7820]
["2017-08-26T10:00:00",888.48900000000003,8237]
["2017-08-26T11:00:00",778.90099999999995,8687]
["2017-08-26T12:00:00",881.35900000000004,9137]
["2017-08-26T13:00:00",806.04100000000005,9463]
["2017-08-26T14:00:00",813.58500000000004,9772]
["2017-08-26T15:00:00",650.33600000000001,10043]
["2017-08-26T16:00:00",508.66500000000002,10042]
["2017-08-26T17:00:00",248.28100000000001,9767]
["2017-08-26T18:00:00",20.224299999999999,9359]
["2017-08-26T19:00:00",0,9225]
["2017-08-26T20:00:00",0,8563]
["2017-08-26T21:00:00",0,7688]
["2017-08-26T22:00:00",0,6817]
["2017-08-26T23:00:00",0,6125]
["2017-08-27",0,5763]
["2017-08-27T01:00:00",0,5521]
["2017-08-27T02:00:00",0,5396]
["2017-08-27T03:00:00",0,5403]
["2017-08-27T04:00:00",0,5788]
["2017-08-27T05:00:00",0,6587]
["2017-08-27T06:00:00",58.7361,6741]
["2017-08-27T07:00:00",383.47699999999998,7002]
["2017-08-27T08:00:00",630.33100000000002,7381]
["2017-08-27T09:00:00",709.678,7859]
["2017-08-27T10:00:00",806.226,8378]
["2017-08-27T11:00:00",830.923,8897]
["2017-08-27T12:00:00",789.02700000000004,9435]
["2017-08-27T13:00:00",438.935,9937]
["2017-08-27T14:00:00",520.61300000000006,10375]
["2017-08-27T15:00:00",372.03399999999999,10669]
["2017-08-27T16:00:00",189.54499999999999,10701]
["2017-08-27T17:00:00",94.895099999999999,10441]
["2017-08-27T18:00:00",15.935,9832]
["2017-08-27T19:00:00",0,9614]
["2017-08-27T20:00:00",0,8794]
["2017-08-27T21:00:00",0,7879]
["2017-08-27T22:00:00",0,6854]
["2017-08-27T23:00:00",0,6218]
["2017-08-28",0,5850]
["2017-08-28T01:00:00",0,5573]
["2017-08-28T02:00:00",0,5467]
["2017-08-28T03:00:00",0,5482]
["2017-08-28T04:00:00",0,5885]
["2017-08-28T05:00:00",0,6612]
["2017-08-28T06:00:00",59.308900000000001,6786]
["2017-08-28T07:00:00",325.49799999999999,7144]
["2017-08-28T08:00:00",792.73,7645]
["2017-08-28T09:00:00",859.93799999999999,8328]
["2017-08-28T10:00:00",888.73699999999997,9124]
["2017-08-28T11:00:00",883.25699999999995,9824]
["2017-08-28T12:00:00",894.31200000000001,10580]
["2017-08-28T13:00:00",861.77099999999996,11170]
["2017-08-28T14:00:00",812.85199999999998,11614]
["2017-08-28T15:00:00",767.56700000000001,11685]
["2017-08-28T16:00:00",624.27599999999995,11642]
["2017-08-28T17:00:00",299.36700000000002,11560]
["2017-08-28T18:00:00",24.3262,11078]
["2017-08-28T19:00:00",0,10939]
["2017-08-28T20:00:00",0,10172]
["2017-08-28T21:00:00",0,9093]
["2017-08-28T22:00:00",0,7927]
["2017-08-28T23:00:00",0,7420]
["2017-08-29",0,6913]
["2017-08-29T01:00:00",0,6562]
["2017-08-29T02:00:00",0,6339]
["2017-08-29T03:00:00",0,6295]
["2017-08-29T04:00:00",0,6625]
["2017-08-29T05:00:00",0,7349]
["2017-08-29T06:00:00",27.104700000000001,7514]
["2017-08-29T07:00:00",86.480699999999999,7825]
["2017-08-29T08:00:00",814.73900000000003,8277]
["2017-08-29T09:00:00",818.38900000000001,8872]
["2017-08-29T10:00:00",900.54200000000003,9435]
["2017-08-29T11:00:00",820.86,9981]
["2017-08-29T12:00:00",954.82399999999996,10515]
["2017-08-29T13:00:00",805.41700000000003,10656]
["2017-08-29T14:00:00",878.83600000000001,10863]
["2017-08-29T15:00:00",571.75699999999995,10892]
["2017-08-29T16:00:00",274.30700000000002,10705]
["2017-08-29T17:00:00",220.989,10318]
["2017-08-29T18:00:00",36.974299999999999,9913]
["2017-08-29T19:00:00",0,9780]
["2017-08-29T20:00:00",0,9234]
["2017-08-29T21:00:00",0,8509]
["2017-08-29T22:00:00",0,7834]
["2017-08-29T23:00:00",0,7127]
["2017-08-30",0,6609]
["2017-08-30T01:00:00",0,6264]
["2017-08-30T02:00:00",0,6002]
["2017-08-30T03:00:00",0,5936]
["2017-08-30T04:00:00",0,5962]
["2017-08-30T05:00:00",0,6083]
["2017-08-30T06:00:00",27.217700000000001,6237]
["2017-08-30T07:00:00",57.1967,6798]
["2017-08-30T08:00:00",89.625199999999992,7551]
["2017-08-30T09:00:00",133.36799999999999,8334]
["2017-08-30T10:00:00",210.43700000000001,9143]
["2017-08-30T11:00:00",243.51599999999999,9757]
["2017-08-30T12:00:00",248.75200000000001,10251]
["2017-08-30T13:00:00",228.02199999999999,10533]
["2017-08-30T14:00:00",186.19900000000001,10754]
["2017-08-30T15:00:00",317.43799999999999,10880]
["2017-08-30T16:00:00",278.85700000000003,10836]
["2017-08-30T17:00:00",134.92500000000001,10442]
["2017-08-30T18:00:00",9.3838600000000003,9995]
["2017-08-30T19:00:00",0,9815]
["2017-08-30T20:00:00",0,9261]
["2017-08-30T21:00:00",0,8502]
["2017-08-30T22:00:00",0,7791]
["2017-08-30T23:00:00",0,7179]
["2017-08-31",0,6665]
["2017-08-31T01:00:00",0,6293]
["2017-08-31T02:00:00",0,6054]
["2017-08-31T03:00:00",0,5933]
["2017-08-31T04:00:00",0,5890]
["2017-08-31T05:00:00",0,5918]
["2017-08-31T06:00:00",15.1135,6073]
["2017-08-31T07:00:00",43.491699999999994,6785]
["2017-08-31T08:00:00",94.993499999999997,7716]
["2017-08-31T09:00:00",571.19200000000001,8512]
["2017-08-31T10:00:00",830.572,9278]
["2017-08-31T11:00:00",859.41099999999994,9921]
["2017-08-31T12:00:00",786.553,10418]
["2017-08-31T13:00:00",681.81700000000001,10794]
["2017-08-31T14:00:00",542.68299999999999,10995]
["2017-08-31T15:00:00",820.16899999999998,11141]
["2017-08-31T16:00:00",534.08600000000001,11120]
["2017-08-31T17:00:00",305.17500000000001,10755]
["2017-08-31T18:00:00",42.496000000000002,10298]
["2017-08-31T19:00:00",0,10060]
["2017-08-31T20:00:00",0,9473]
["2017-08-31T21:00:00",0,8829]
["2017-08-31T22:00:00",0,8120]
["2017-08-31T23:00:00",0,7433]
["2017-09-01",0,6982]
["2017-09-01T01:00:00",0,6631]
["2017-09-01T02:00:00",0,6391]
["2017-09-01T03:00:00",0,6304]
["2017-09-01T04:00:00",0,6342]
["2017-09-01T05:00:00",0,6385]
["2017-09-01T06:00:00",90.4465,6475]
["2017-09-01T07:00:00",260.10700000000003,7164]
["2017-09-01T08:00:00",675.28099999999995,8093]
["2017-09-01T09:00:00",570.84699999999998,9126]
["2017-09-01T10:00:00",818.51599999999996,10034]
["2017-09-01T11:00:00",626.673,10791]
["2017-09-01T12:00:00",562.63800000000003,11268]
["2017-09-01T13:00:00",464.11599999999999,11548]
["2017-09-01T14:00:00",350.67099999999999,11527]
["2017-09-01T15:00:00",243.03200000000001,11559]
["2017-09-01T16:00:00",221.029,11507]
["2017-09-01T17:00:00",106.20099999999999,11333]
["2017-09-01T18:00:00",12.543100000000001,11045]
["2017-09-01T19:00:00",0,10952]
["2017-09-01T20:00:00",0,10115]
["2017-09-01T21:00:00",0,9181]
["2017-09-01T22:00:00",0,8281]
["2017-09-01T23:00:00",0,7673]
["2017-09-02",0,7186]
["2017-09-02T01:00:00",0,6890]
["2017-09-02T02:00:00",0,6669]
["2017-09-02T03:00:00",0,6665]
["2017-09-02T04:00:00",0,7063]
["2017-09-02T05:00:00",0,7778]
["2017-09-02T06:00:00",15.227799999999998,8022]
["2017-09-02T07:00:00",43.579800000000006,8542]
["2017-09-02T08:00:00",80.205799999999996,9316]
["2017-09-02T09:00:00",139.44499999999999,10184]
["2017-09-02T10:00:00",218.93600000000001,11044]
["2017-09-02T11:00:00",251.203,11704]
["2017-09-02T12:00:00",182.31899999999999,12100]
["2017-09-02T13:00:00",167.084,12364]
["2017-09-02T14:00:00",135.48599999999999,12230]
["2017-09-02T15:00:00",97.31819999999999,12123]
["2017-09-02T16:00:00",61.464500000000001,11951]
["2017-09-02T17:00:00",26.5718,11517]
["2017-09-02T18:00:00",6.4219799999999996,11088]
["2017-09-02T19:00:00",0,10858]
["2017-09-02T20:00:00",0,10091]
["2017-09-02T21:00:00",0,9129]
["2017-09-02T22:00:00",0,8173]
["2017-09-02T23:00:00",0,7545]
["2017-09-03",0,7116]
["2017-09-03T01:00:00",0,6818]
["2017-09-03T02:00:00",0,6688]
["2017-09-03T03:00:00",0,6654]
["2017-09-03T04:00:00",0,6987]
["2017-09-03T05:00:00",0,7663]
["2017-09-03T06:00:00",27.679500000000001,7873]
["2017-09-03T07:00:00",58.325600000000001,8261]
["2017-09-03T08:00:00",112.271,8847]
["2017-09-03T09:00:00",164.429,9571]
["2017-09-03T10:00:00",216.001,10282]
["2017-09-03T11:00:00",248.01599999999999,10943]
["2017-09-03T12:00:00",257.84699999999998,11518]
["2017-09-03T13:00:00",196.245,11916]
["2017-09-03T14:00:00",132.364,12111]
["2017-09-03T15:00:00",112.158,11969]
["2017-09-03T16:00:00",84.428699999999992,11887]
["2017-09-03T17:00:00",42.7498,11431]
["2017-09-03T18:00:00",7.3085699999999996,10969]
["2017-09-03T19:00:00",0,10698]
["2017-09-03T20:00:00",0,9966]
["2017-09-03T21:00:00",0,8958]
["2017-09-03T22:00:00",0,8105]
["2017-09-03T23:00:00",0,7419]
["2017-09-04",0,6983]
["2017-09-04T01:00:00",0,6725]
["2017-09-04T02:00:00",0,6542]
["2017-09-04T03:00:00",0,6505]
["2017-09-04T04:00:00",0,6877]
["2017-09-04T05:00:00",0,7671]
["2017-09-04T06:00:00",115.212,7903]
["2017-09-04T07:00:00",515.23299999999995,8292]
["2017-09-04T08:00:00",771.43399999999997,8780]
["2017-09-04T09:00:00",864.09100000000001,9524]
["2017-09-04T10:00:00",902.06500000000005,10162]
["2017-09-04T11:00:00",914.87400000000002,10628]
["2017-09-04T12:00:00",887.67200000000003,11301]
["2017-09-04T13:00:00",932.87900000000002,11601]
["2017-09-04T14:00:00",902.36400000000003,11726]
["2017-09-04T15:00:00",662.31600000000003,11767]
["2017-09-04T16:00:00",507.47300000000001,11572]
["2017-09-04T17:00:00",295.875,11188]
["2017-09-04T18:00:00",8.8545599999999993,10893]
["2017-09-04T19:00:00",0,10622]
["2017-09-04T20:00:00",0,9882]
["2017-09-04T21:00:00",0,8901]
["2017-09-04T22:00:00",0,8007]
["2017-09-04T23:00:00",0,7366]
["2017-09-05",0,6900]
["2017-09-05T01:00:00",0,6657]
["2017-09-05T02:00:00",0,6486]
["2017-09-05T03:00:00",0,6469]
["2017-09-05T04:00:00",0,6812]
["2017-09-05T05:00:00",1.47061,7518]
["2017-09-05T06:00:00",152.22,7738]
["2017-09-05T07:00:00",335.83300000000003,8259]
["2017-09-05T08:00:00",814.93899999999996,9011]
["2017-09-05T09:00:00",787.07299999999998,9676]
["2017-09-05T10:00:00",739.67499999999995,10284]
["2017-09-05T11:00:00",821.28200000000004,10792]
["2017-09-05T12:00:00",866.91800000000001,11302]
["2017-09-05T13:00:00",874.73800000000006,11620]
["2017-09-05T14:00:00",800.49199999999996,11762]
["2017-09-05T15:00:00",757.48800000000006,11807]
["2017-09-05T16:00:00",111.86799999999999,11643]
["2017-09-05T17:00:00",45.518900000000002,11138]
["2017-09-05T18:00:00",5.5475200000000005,10564]
["2017-09-05T19:00:00",0,10300]
["2017-09-05T20:00:00",0,9654]
["2017-09-05T21:00:00",0,8895]
["2017-09-05T22:00:00",0,8125]
["2017-09-05T23:00:00",0,7442]
["2017-09-06",0,6940]
["2017-09-06T01:00:00",0,6563]
["2017-09-06T02:00:00",0,6316]
["2017-09-06T03:00:00",0,6169]
["2017-09-06T04:00:00",0,6220]
["2017-09-06T05:00:00",0,6336]
["2017-09-06T06:00:00",27.097900000000003,6525]
["2017-09-06T07:00:00",60.261000000000003,7237]
["2017-09-06T08:00:00",108.42100000000001,8090]
["2017-09-06T09:00:00",159.61699999999999,8882]
["2017-09-06T10:00:00",210.71100000000001,9476]
["2017-09-06T11:00:00",203.98099999999999,9994]
["2017-09-06T12:00:00",249.768,10389]
["2017-09-06T13:00:00",190.04599999999999,10630]
["2017-09-06T14:00:00",184.13300000000001,10785]
["2017-09-06T15:00:00",129.74700000000001,10817]
["2017-09-06T16:00:00",78.801500000000004,10782]
["2017-09-06T17:00:00",42.700699999999998,10499]
["2017-09-06T18:00:00",7.1760200000000003,10085]
["2017-09-06T19:00:00",0,9870]
["2017-09-06T20:00:00",0,9259]
["2017-09-06T21:00:00",0,8663]
["2017-09-06T22:00:00",0,7979]
["2017-09-06T23:00:00",0,7313]
["2017-09-07",0,6803]
["2017-09-07T01:00:00",0,6488]
["2017-09-07T02:00:00",0,6248]
["2017-09-07T03:00:00",0,6137]
["2017-09-07T04:00:00",0,6116]
["2017-09-07T05:00:00",0,6208]
["2017-09-07T06:00:00",18.593799999999998,6373]
["2017-09-07T07:00:00",39.312899999999999,7000]
["2017-09-07T08:00:00",74.813399999999987,7702]
["2017-09-07T09:00:00",740.71400000000006,8187]
["2017-09-07T10:00:00",752.03599999999994,8564]
["2017-09-07T11:00:00",884.30700000000002,8840]
["2017-09-07T12:00:00",851.93100000000004,8949]
["2017-09-07T13:00:00",798.21299999999997,8948]
["2017-09-07T14:00:00",814.572,8793]
["2017-09-07T15:00:00",400.16899999999998,8652]
["2017-09-07T16:00:00",620.97400000000005,8611]
["2017-09-07T17:00:00",220.661,8488]
["2017-09-07T18:00:00",5.4673299999999996,8517]
["2017-09-07T19:00:00",0,8495]
["2017-09-07T20:00:00",0,7986]
["2017-09-07T21:00:00",0,7417]
["2017-09-07T22:00:00",0,6848]
["2017-09-07T23:00:00",0,6302]
["2017-09-08",0,5974]
["2017-09-08T01:00:00",0,5842]
["2017-09-08T02:00:00",0,5750]
["2017-09-08T03:00:00",0,5807]
["2017-09-08T04:00:00",0,6320]
["2017-09-08T05:00:00",1.45269,7114]
["2017-09-08T06:00:00",153.858,7485]
["2017-09-08T07:00:00",557.93899999999996,7583]
["2017-09-08T08:00:00",711.90099999999995,7793]
["2017-09-08T09:00:00",635.48099999999999,7975]
["2017-09-08T10:00:00",717.36099999999999,8056]
["2017-09-08T11:00:00",702.90499999999997,8052]
["2017-09-08T12:00:00",407.22899999999998,8094]
["2017-09-08T13:00:00",743.13699999999994,8100]
["2017-09-08T14:00:00",533.74099999999999,8151]
["2017-09-08T15:00:00",825.005,8155]
["2017-09-08T16:00:00",556.66899999999998,8218]
["2017-09-08T17:00:00",187.14699999999999,8297]
["2017-09-08T18:00:00",6.81616,8473]
["2017-09-08T19:00:00",0,8528]
["2017-09-08T20:00:00",0,8059]
["2017-09-08T21:00:00",0,7438]
["2017-09-08T22:00:00",0,6722]
["2017-09-08T23:00:00",0,6295]
["2017-09-09",0,5980]
["2017-09-09T01:00:00",0,5766]
["2017-09-09T02:00:00",0,5720]
["2017-09-09T03:00:00",0,5758]
["2017-09-09T04:00:00",0,6176]
["2017-09-09T05:00:00",0,6994]
["2017-09-09T06:00:00",73.667100000000005,7200]
["2017-09-09T07:00:00",169.34800000000001,7272]
["2017-09-09T08:00:00",125.405,7396]
["2017-09-09T09:00:00",741.50400000000002,7562]
["2017-09-09T10:00:00",789.96400000000006,7729]
["2017-09-09T11:00:00",777.23500000000001,7880]
["2017-09-09T12:00:00",798.41600000000005,8051]
["2017-09-09T13:00:00",787.423,8184]
["2017-09-09T14:00:00",741.03,8272]
["2017-09-09T15:00:00",708.96500000000003,8367]
["2017-09-09T16:00:00",542.00099999999998,8384]
["2017-09-09T17:00:00",224.17,8418]
["2017-09-09T18:00:00",6.67387,8503]
["2017-09-09T19:00:00",0,8602]
["2017-09-09T20:00:00",0,8186]
["2017-09-09T21:00:00",0,7508]
["2017-09-09T22:00:00",0,6758]
["2017-09-09T23:00:00",0,6252]
["2017-09-10",0,5917]
["2017-09-10T01:00:00",0,5693]
["2017-09-10T02:00:00",0,5601]
["2017-09-10T03:00:00",0,5671]
["2017-09-10T04:00:00",0,6086]
["2017-09-10T05:00:00",0,6955]
["2017-09-10T06:00:00",113.67700000000001,7156]
["2017-09-10T07:00:00",495.61399999999998,7283]
["2017-09-10T08:00:00",703.34900000000005,7551]
["2017-09-10T09:00:00",758.4,7912]
["2017-09-10T10:00:00",808.154,8263]
["2017-09-10T11:00:00",801.89700000000005,8707]
["2017-09-10T12:00:00",857.38300000000004,9160]
["2017-09-10T13:00:00",801.72500000000002,9488]
["2017-09-10T14:00:00",759.29399999999998,9680]
["2017-09-10T15:00:00",472.38299999999998,9747]
["2017-09-10T16:00:00",544.72500000000002,9711]
["2017-09-10T17:00:00",262.73,9525]
["2017-09-10T18:00:00",10.029,9357]
["2017-09-10T19:00:00",0,9282]
["2017-09-10T20:00:00",0,8620]
["2017-09-10T21:00:00",0,7708]
["2017-09-10T22:00:00",0,6957]
["2017-09-10T23:00:00",0,6358]
["2017-09-11",0,5966]
["2017-09-11T01:00:00",0,5736]
["2017-09-11T02:00:00",0,5611]
["2017-09-11T03:00:00",0,5618]
["2017-09-11T04:00:00",0,6041]
["2017-09-11T05:00:00",0,6813]
["2017-09-11T06:00:00",26.316599999999998,7083]
["2017-09-11T07:00:00",597.12099999999998,7356]
["2017-09-11T08:00:00",806.95699999999999,7895]
["2017-09-11T09:00:00",873.22199999999998,8564]
["2017-09-11T10:00:00",903.8,9212]
["2017-09-11T11:00:00",896.97,9859]
["2017-09-11T12:00:00",839.42100000000005,10362]
["2017-09-11T13:00:00",873.43,10765]
["2017-09-11T14:00:00",860.41499999999996,11031]
["2017-09-11T15:00:00",761.99199999999996,11190]
["2017-09-11T16:00:00",605.08799999999997,11110]
["2017-09-11T17:00:00",211.864,10816]
["2017-09-11T18:00:00",10.1799,10586]
["2017-09-11T19:00:00",0,10409]
["2017-09-11T20:00:00",0,9652]
["2017-09-11T21:00:00",0,8773]
["2017-09-11T22:00:00",0,7959]
["2017-09-11T23:00:00",0,7230]
["2017-09-12",0,6803]
["2017-09-12T01:00:00",0,6499]
["2017-09-12T02:00:00",0,6376]
["2017-09-12T03:00:00",0,6410]
["2017-09-12T04:00:00",0,6822]
["2017-09-12T05:00:00",0,7564]
["2017-09-12T06:00:00",29.8232,7793]
["2017-09-12T07:00:00",555.505,8022]
["2017-09-12T08:00:00",633.17700000000002,8402]
["2017-09-12T09:00:00",852.54,8970]
["2017-09-12T10:00:00",783.82399999999996,9458]
["2017-09-12T11:00:00",890.29300000000001,9852]
["2017-09-12T12:00:00",738.49800000000005,10174]
["2017-09-12T13:00:00",848.66700000000003,10190]
["2017-09-12T14:00:00",682.43899999999996,10027]
["2017-09-12T15:00:00",755.48699999999997,9707]
["2017-09-12T16:00:00",574.99599999999998,9319]
["2017-09-12T17:00:00",234.185,9006]
["2017-09-12T18:00:00",4.2926200000000003,8893]
["2017-09-12T19:00:00",0,8715]
["2017-09-12T20:00:00",0,8235]
["2017-09-12T21:00:00",0,7677]
["2017-09-12T22:00:00",0,7027]
["2017-09-12T23:00:00",0,6512]
["2017-09-13",0,6193]
["2017-09-13T01:00:00",0,5920]
["2017-09-13T02:00:00",0,5793]
["2017-09-13T03:00:00",0,5740]
["2017-09-13T04:00:00",0,5815]
["2017-09-13T05:00:00",0,6041]
["2017-09-13T06:00:00",134.554,6268]
["2017-09-13T07:00:00",358.02300000000002,6758]
["2017-09-13T08:00:00",613.41300000000001,7239]
["2017-09-13T09:00:00",764.70899999999995,7746]
["2017-09-13T10:00:00",836.38,8195]
["2017-09-13T11:00:00",836.88199999999995,8587]
["2017-09-13T12:00:00",887.29,8875]
["2017-09-13T13:00:00",614.51800000000003,9034]
["2017-09-13T14:00:00",770.64800000000002,9100]
["2017-09-13T15:00:00",606.50099999999998,9025]
["2017-09-13T16:00:00",606.67999999999995,8823]
["2017-09-13T17:00:00",261.59199999999998,8545]
["2017-09-13T18:00:00",3.1821199999999998,8422]
["2017-09-13T19:00:00",0,8321]
["2017-09-13T20:00:00",0,7891]
["2017-09-13T21:00:00",0,7374]
["2017-09-13T22:00:00",0,6769]
["2017-09-13T23:00:00",0,6217]
["2017-09-14",0,5790]
["2017-09-14T01:00:00",0,5529]
["2017-09-14T02:00:00",0,5333]
["2017-09-14T03:00:00",0,5216]
["2017-09-14T04:00:00",0,5226]
["2017-09-14T05:00:00",0,5292]
["2017-09-14T06:00:00",72.320599999999999,5410]
["2017-09-14T07:00:00",437.56900000000002,5860]
["2017-09-14T08:00:00",684.96900000000005,6224]
["2017-09-14T09:00:00",802.83399999999995,6409]
["2017-09-14T10:00:00",863.40899999999999,6480]
["2017-09-14T11:00:00",812.24099999999999,6672]
["2017-09-14T12:00:00",773.37800000000004,6819]
["2017-09-14T13:00:00",795.13400000000001,6854]
["2017-09-14T14:00:00",773.08900000000006,6878]
["2017-09-14T15:00:00",646.92200000000003,6958]
["2017-09-14T16:00:00",397.42399999999998,7043]
["2017-09-14T17:00:00",125.81,7067]
["2017-09-14T18:00:00",2.4548700000000001,7321]
["2017-09-14T19:00:00",0,7428]
["2017-09-14T20:00:00",0,7017]
["2017-09-14T21:00:00",0,6518]
["2017-09-14T22:00:00",0,5893]
["2017-09-14T23:00:00",0,5423]
["2017-09-15",0,5174]
["2017-09-15T01:00:00",0,5045]
["2017-09-15T02:00:00",0,5003]
["2017-09-15T03:00:00",0,5139]
["2017-09-15T04:00:00",0,5606]
["2017-09-15T05:00:00",0,6394]
["2017-09-15T06:00:00",42.662599999999998,6715]
["2017-09-15T07:00:00",441.76400000000001,6785]
["2017-09-15T08:00:00",708.59500000000003,6981]
["2017-09-15T09:00:00",721.29499999999996,7124]
["2017-09-15T10:00:00",803.35400000000004,7280]
["2017-09-15T11:00:00",788.43100000000004,7462]
["2017-09-15T12:00:00",840.66600000000005,7712]
["2017-09-15T13:00:00",738.30700000000002,7885]
["2017-09-15T14:00:00",775.952,7985]
["2017-09-15T15:00:00",501.87900000000002,8004]
["2017-09-15T16:00:00",334.40100000000001,8034]
["2017-09-15T17:00:00",81.444199999999995,8059]
["2017-09-15T18:00:00",1.89574,8322]
["2017-09-15T19:00:00",0,8289]
["2017-09-15T20:00:00",0,7827]
["2017-09-15T21:00:00",0,7163]
["2017-09-15T22:00:00",0,6445]
["2017-09-15T23:00:00",0,5923]
["2017-09-16",0,5657]
["2017-09-16T01:00:00",0,5523]
["2017-09-16T02:00:00",0,5428]
["2017-09-16T03:00:00",0,5500]
["2017-09-16T04:00:00",0,5956]
["2017-09-16T05:00:00",0,6824]
["2017-09-16T06:00:00",131.37100000000001,7131]
["2017-09-16T07:00:00",559.59799999999996,7229]
["2017-09-16T08:00:00",694.58399999999995,7492]
["2017-09-16T09:00:00",777.73800000000006,7994]
["2017-09-16T10:00:00",791.37199999999996,8466]
["2017-09-16T11:00:00",833.67100000000005,8891]
["2017-09-16T12:00:00",805.37099999999998,9422]
["2017-09-16T13:00:00",677.67100000000005,9672]
["2017-09-16T14:00:00",824.28800000000001,9845]
["2017-09-16T15:00:00",546.21100000000001,9977]
["2017-09-16T16:00:00",574.54200000000003,9919]
["2017-09-16T17:00:00",254.417,9616]
["2017-09-16T18:00:00",3.06324,9462]
["2017-09-16T19:00:00",0,9266]
["2017-09-16T20:00:00",0,8512]
["2017-09-16T21:00:00",0,7543]
["2017-09-16T22:00:00",0,6792]
["2017-09-16T23:00:00",0,6256]
["2017-09-17",0,5945]
["2017-09-17T01:00:00",0,5641]
["2017-09-17T02:00:00",0,5552]
["2017-09-17T03:00:00",0,5568]
["2017-09-17T04:00:00",0,5922]
["2017-09-17T05:00:00",0,6734]
["2017-09-17T06:00:00",92.128100000000003,6941]
["2017-09-17T07:00:00",319.45499999999998,7029]
["2017-09-17T08:00:00",408.49900000000002,7270]
["2017-09-17T09:00:00",520.21799999999996,7634]
["2017-09-17T10:00:00",650.63400000000001,7967]
["2017-09-17T11:00:00",227.95099999999999,8267]
["2017-09-17T12:00:00",231.715,8448]
["2017-09-17T13:00:00",690.33199999999999,8863]
["2017-09-17T14:00:00",571.62800000000004,9004]
["2017-09-17T15:00:00",610.18399999999997,9059]
["2017-09-17T16:00:00",415.00599999999997,8969]
["2017-09-17T17:00:00",55.617199999999997,8759]
["2017-09-17T18:00:00",1.0718399999999999,8756]
["2017-09-17T19:00:00",0,8611]
["2017-09-17T20:00:00",0,8021]
["2017-09-17T21:00:00",0,7283]
["2017-09-17T22:00:00",0,6553]
["2017-09-17T23:00:00",0,5968]
["2017-09-18",0,5592]
["2017-09-18T01:00:00",0,5421]
["2017-09-18T02:00:00",0,5311]
["2017-09-18T03:00:00",0,5345]
["2017-09-18T04:00:00",0,5729]
["2017-09-18T05:00:00",0,6510]
["2017-09-18T06:00:00",17.330599999999997,6699]
["2017-09-18T07:00:00",52.834300000000006,6848]
["2017-09-18T08:00:00",105.5,7138]
["2017-09-18T09:00:00",153.648,7448]
["2017-09-18T10:00:00",204.32,7907]
["2017-09-18T11:00:00",235.01300000000001,8336]
["2017-09-18T12:00:00",303.19299999999998,8709]
["2017-09-18T13:00:00",219.589,8950]
["2017-09-18T14:00:00",174.64599999999999,9122]
["2017-09-18T15:00:00",124.485,9199]
["2017-09-18T16:00:00",71.5745,9085]
["2017-09-18T17:00:00",25.923999999999999,8775]
["2017-09-18T18:00:00",1.75739,8725]
["2017-09-18T19:00:00",0,8598]
["2017-09-18T20:00:00",0,8013]
["2017-09-18T21:00:00",0,7272]
["2017-09-18T22:00:00",0,6502]
["2017-09-18T23:00:00",0,5965]
["2017-09-19",0,5568]
["2017-09-19T01:00:00",0,5384]
["2017-09-19T02:00:00",0,5272]
["2017-09-19T03:00:00",0,5330]
["2017-09-19T04:00:00",0,5675]
["2017-09-19T05:00:00",0,6442]
["2017-09-19T06:00:00",46.928800000000003,6622]
["2017-09-19T07:00:00",353.53800000000001,6730]
["2017-09-19T08:00:00",600.71900000000005,6940]
["2017-09-19T09:00:00",636.19000000000005,7251]
["2017-09-19T10:00:00",800.27099999999996,7600]
["2017-09-19T11:00:00",908.07600000000002,7882]
["2017-09-19T12:00:00",892.11800000000005,8222]
["2017-09-19T13:00:00",867.58199999999999,8445]
["2017-09-19T14:00:00",823.40499999999997,8555]
["2017-09-19T15:00:00",710.24300000000005,8525]
["2017-09-19T16:00:00",502.78399999999999,8294]
["2017-09-19T17:00:00",126.42400000000001,8003]
["2017-09-19T18:00:00",0.84436500000000003,7939]
["2017-09-19T19:00:00",0,7784]
["2017-09-19T20:00:00",0,7376]
["2017-09-19T21:00:00",0,6845]
["2017-09-19T22:00:00",0,6242]
["2017-09-19T23:00:00",0,5704]
["2017-09-20",0,5337]
["2017-09-20T01:00:00",0,5126]
["2017-09-20T02:00:00",0,4994]
["2017-09-20T03:00:00",0,4957]
["2017-09-20T04:00:00",0,5069]
["2017-09-20T05:00:00",0,5279]
["2017-09-20T06:00:00",125.875,5424]
["2017-09-20T07:00:00",521.53399999999999,5831]
["2017-09-20T08:00:00",771.21199999999999,6233]
["2017-09-20T09:00:00",801.476,6563]
["2017-09-20T10:00:00",907.673,6815]
["2017-09-20T11:00:00",694.53399999999999,7051]
["2017-09-20T12:00:00",783.14400000000001,7287]
["2017-09-20T13:00:00",568.71400000000006,7488]
["2017-09-20T14:00:00",854.73400000000004,7710]
["2017-09-20T15:00:00",569.02300000000002,7791]
["2017-09-20T16:00:00",398.26900000000001,7710]
["2017-09-20T17:00:00",134.315,7538]
["2017-09-20T18:00:00",0.158553,7631]
["2017-09-20T19:00:00",0,7589]
["2017-09-20T20:00:00",0,7222]
["2017-09-20T21:00:00",0,6739]
["2017-09-20T22:00:00",0,6172]
["2017-09-20T23:00:00",0,5698]
["2017-09-21",0,5352]
["2017-09-21T01:00:00",0,5142]
["2017-09-21T02:00:00",0,5006]
["2017-09-21T03:00:00",0,4979]
["2017-09-21T04:00:00",0,4998]
["2017-09-21T05:00:00",0,5144]
["2017-09-21T06:00:00",71.431100000000001,5317]
["2017-09-21T07:00:00",263.52999999999997,5800]
["2017-09-21T08:00:00",145.04900000000001,6336]
["2017-09-21T09:00:00",205.024,6749]
["2017-09-21T10:00:00",261.69799999999998,7099]
["2017-09-21T11:00:00",296.45299999999997,7564]
["2017-09-21T12:00:00",303.55700000000002,8047]
["2017-09-21T13:00:00",276.92099999999999,8501]
["2017-09-21T14:00:00",175.208,8849]
["2017-09-21T15:00:00",124.331,9146]
["2017-09-21T16:00:00",71.898099999999999,9187]
["2017-09-21T17:00:00",21.784400000000002,8925]
["2017-09-21T18:00:00",0,8811]
["2017-09-21T19:00:00",0,8682]
["2017-09-21T20:00:00",0,8069]
["2017-09-21T21:00:00",0,7382]
["2017-09-21T22:00:00",0,6734]
["2017-09-21T23:00:00",0,6154]
["2017-09-22",0,5773]
["2017-09-22T01:00:00",0,5546]
["2017-09-22T02:00:00",0,5468]
["2017-09-22T03:00:00",0,5523]
["2017-09-22T04:00:00",0,5961]
["2017-09-22T05:00:00",0,6724]
["2017-09-22T06:00:00",23.549299999999999,6956]
["2017-09-22T07:00:00",150.62299999999999,7013]
["2017-09-22T08:00:00",195.422,7292]
["2017-09-22T09:00:00",752.21900000000005,7555]
["2017-09-22T10:00:00",906.46500000000003,7813]
["2017-09-22T11:00:00",866.1,8029]
["2017-09-22T12:00:00",473.45800000000003,8256]
["2017-09-22T13:00:00",554.87800000000004,8442]
["2017-09-22T14:00:00",710.85699999999997,8560]
["2017-09-22T15:00:00",325.58499999999998,8598]
["2017-09-22T16:00:00",448.392,8445]
["2017-09-22T17:00:00",111.566,8189]
["2017-09-22T18:00:00",0,8288]
["2017-09-22T19:00:00",0,8112]
["2017-09-22T20:00:00",0,7554]
["2017-09-22T21:00:00",0,6894]
["2017-09-22T22:00:00",0,6194]
["2017-09-22T23:00:00",0,5666]
["2017-09-23",0,5408]
["2017-09-23T01:00:00",0,5206]
["2017-09-23T02:00:00",0,5118]
["2017-09-23T03:00:00",0,5158]
["2017-09-23T04:00:00",0,5603]
["2017-09-23T05:00:00",0,6383]
["2017-09-23T06:00:00",115.04600000000001,6621]
["2017-09-23T07:00:00",544.39599999999996,6603]
["2017-09-23T08:00:00",743.98500000000001,6705]
["2017-09-23T09:00:00",832.66600000000005,6732]
["2017-09-23T10:00:00",805.85199999999998,6636]
["2017-09-23T11:00:00",863.40099999999995,6662]
["2017-09-23T12:00:00",856.173,6737]
["2017-09-23T13:00:00",791.05399999999997,6694]
["2017-09-23T14:00:00",739.05700000000002,6651]
["2017-09-23T15:00:00",665.22799999999995,6692]
["2017-09-23T16:00:00",295.8,6727]
["2017-09-23T17:00:00",26.552700000000002,6848]
["2017-09-23T18:00:00",0,7133]
["2017-09-23T19:00:00",0,7067]
["2017-09-23T20:00:00",0,6665]
["2017-09-23T21:00:00",0,6099]
["2017-09-23T22:00:00",0,5539]
["2017-09-23T23:00:00",0,5168]
["2017-09-24",0,5006]
["2017-09-24T01:00:00",0,4885]
["2017-09-24T02:00:00",0,4831]
["2017-09-24T03:00:00",0,4976]
["2017-09-24T04:00:00",0,5360]
["2017-09-24T05:00:00",0,6175]
["2017-09-24T06:00:00",54.025599999999997,6466]
["2017-09-24T07:00:00",50.615300000000005,6505]
["2017-09-24T08:00:00",102.73699999999999,6599]
["2017-09-24T09:00:00",141.60599999999999,6691]
["2017-09-24T10:00:00",570.721,6742]
["2017-09-24T11:00:00",224.15799999999999,6747]
["2017-09-24T12:00:00",230.19399999999999,6789]
["2017-09-24T13:00:00",207.595,6762]
["2017-09-24T14:00:00",164.059,6777]
["2017-09-24T15:00:00",115.16200000000001,6853]
["2017-09-24T16:00:00",62.386400000000002,6941]
["2017-09-24T17:00:00",22.277000000000001,7052]
["2017-09-24T18:00:00",0,7342]
["2017-09-24T19:00:00",0,7249]
["2017-09-24T20:00:00",0,6901]
["2017-09-24T21:00:00",0,6397]
["2017-09-24T22:00:00",0,5809]
["2017-09-24T23:00:00",0,5398]
["2017-09-25",0,5196]
["2017-09-25T01:00:00",0,5059]
["2017-09-25T02:00:00",0,5043]
["2017-09-25T03:00:00",0,5143]
["2017-09-25T04:00:00",0,5567]
["2017-09-25T05:00:00",0,6362]
["2017-09-25T06:00:00",53.481300000000005,6686]
["2017-09-25T07:00:00",356.69,6723]
["2017-09-25T08:00:00",606.60900000000004,6850]
["2017-09-25T09:00:00",685.16399999999999,6921]
["2017-09-25T10:00:00",288.68200000000002,7008]
["2017-09-25T11:00:00",457.697,7022]
["2017-09-25T12:00:00",835.04899999999998,7072]
["2017-09-25T13:00:00",791.70100000000002,7036]
["2017-09-25T14:00:00",715.23500000000001,7065]
["2017-09-25T15:00:00",576.02700000000004,7076]
["2017-09-25T16:00:00",113.70699999999999,7089]
["2017-09-25T17:00:00",117.575,7162]
["2017-09-25T18:00:00",0,7512]
["2017-09-25T19:00:00",0,7452]
["2017-09-25T20:00:00",0,7094]
["2017-09-25T21:00:00",0,6529]
["2017-09-25T22:00:00",0,5971]
["2017-09-25T23:00:00",0,5521]
["2017-09-26",0,5229]
["2017-09-26T01:00:00",0,5122]
["2017-09-26T02:00:00",0,5051]
["2017-09-26T03:00:00",0,5115]
["2017-09-26T04:00:00",0,5516]
["2017-09-26T05:00:00",0,6273]
["2017-09-26T06:00:00",56.458599999999997,6593]
["2017-09-26T07:00:00",424.90499999999997,6645]
["2017-09-26T08:00:00",681.33199999999999,6753]
["2017-09-26T09:00:00",788.25300000000004,6888]
["2017-09-26T10:00:00",699.36500000000001,6930]
["2017-09-26T11:00:00",720.5,6923]
["2017-09-26T12:00:00",851.50199999999995,6992]
["2017-09-26T13:00:00",811.00099999999998,6991]
["2017-09-26T14:00:00",764.41499999999996,6978]
["2017-09-26T15:00:00",778.26499999999999,7120]
["2017-09-26T16:00:00",516.69399999999996,7089]
["2017-09-26T17:00:00",119.53700000000001,6994]
["2017-09-26T18:00:00",0,7180]
["2017-09-26T19:00:00",0,7094]
["2017-09-26T20:00:00",0,6779]
["2017-09-26T21:00:00",0,6339]
["2017-09-26T22:00:00",0,5878]
["2017-09-26T23:00:00",0,5393]
["2017-09-27",0,5091]
["2017-09-27T01:00:00",0,4912]
["2017-09-27T02:00:00",0,4784]
["2017-09-27T03:00:00",0,4768]
["2017-09-27T04:00:00",0,4886]
["2017-09-27T05:00:00",0,5114]
["2017-09-27T06:00:00",132.048,5265]
["2017-09-27T07:00:00",586.98,5683]
["2017-09-27T08:00:00",819.31,6085]
["2017-09-27T09:00:00",886.53399999999999,6338]
["2017-09-27T10:00:00",915.43799999999999,6561]
["2017-09-27T11:00:00",921.38800000000003,6755]
["2017-09-27T12:00:00",927.30799999999999,6949]
["2017-09-27T13:00:00",918.53700000000003,7116]
["2017-09-27T14:00:00",841.60199999999998,7251]
["2017-09-27T15:00:00",773.14499999999998,7336]
["2017-09-27T16:00:00",318.983,7283]
["2017-09-27T17:00:00",123.527,7117]
["2017-09-27T18:00:00",5.5554099999999995E-2,7240]
["2017-09-27T19:00:00",0,7134]
["2017-09-27T20:00:00",0,6752]
["2017-09-27T21:00:00",0,6303]
["2017-09-27T22:00:00",0,5747]
["2017-09-27T23:00:00",0,5299]
["2017-09-28",0,4981]
["2017-09-28T01:00:00",0,4816]
["2017-09-28T02:00:00",0,4695]
["2017-09-28T03:00:00",0,4658]
["2017-09-28T04:00:00",0,4710]
["2017-09-28T05:00:00",0,4847]
["2017-09-28T06:00:00",46.745199999999997,4976]
["2017-09-28T07:00:00",425.36200000000002,5459]
["2017-09-28T08:00:00",566.54700000000003,5871]
["2017-09-28T09:00:00",810.18100000000004,6183]
["2017-09-28T10:00:00",890.78599999999994,6426]
["2017-09-28T11:00:00",844.35199999999998,6717]
["2017-09-28T12:00:00",904.99400000000003,7030]
["2017-09-28T13:00:00",889.18600000000004,7324]
["2017-09-28T14:00:00",848.37199999999996,7475]
["2017-09-28T15:00:00",752.79899999999998,7526]
["2017-09-28T16:00:00",495.452,7500]
["2017-09-28T17:00:00",96.323399999999992,7437]
["2017-09-28T18:00:00",0,7709]
["2017-09-28T19:00:00",0,7521]
["2017-09-28T20:00:00",0,7041]
["2017-09-28T21:00:00",0,6427]
["2017-09-28T22:00:00",0,5792]
["2017-09-28T23:00:00",0,5326]
["2017-09-29",0,5048]
["2017-09-29T01:00:00",0,4930]
["2017-09-29T02:00:00",0,4874]
["2017-09-29T03:00:00",0,4978]
["2017-09-29T04:00:00",0,5447]
["2017-09-29T05:00:00",0,6219]
["2017-09-29T06:00:00",33.608199999999997,6525]
["2017-09-29T07:00:00",402.51,6573]
["2017-09-29T08:00:00",665.70799999999997,6747]
["2017-09-29T09:00:00",805.99,6964]
["2017-09-29T10:00:00",862.947,7138]
["2017-09-29T11:00:00",878.03499999999997,7167]
["2017-09-29T12:00:00",871.02300000000002,7288]
["2017-09-29T13:00:00",832.88400000000001,7262]
["2017-09-29T14:00:00",802.52599999999995,7198]
["2017-09-29T15:00:00",686.57299999999998,7196]
["2017-09-29T16:00:00",458.73599999999999,7244]
["2017-09-29T17:00:00",81.7196,7329]
["2017-09-29T18:00:00",0,7650]
["2017-09-29T19:00:00",0,7507]
["2017-09-29T20:00:00",0,7054]
["2017-09-29T21:00:00",0,6454]
["2017-09-29T22:00:00",0,5819]
["2017-09-29T23:00:00",0,5361]
["2017-09-30",0,5170]
["2017-09-30T01:00:00",0,5006]
["2017-09-30T02:00:00",0,4918]
["2017-09-30T03:00:00",0,5008]
["2017-09-30T04:00:00",0,5421]
["2017-09-30T05:00:00",0,6249]
["2017-09-30T06:00:00",26.482400000000002,6433]
["2017-09-30T07:00:00",446.88799999999998,6464]
["2017-09-30T08:00:00",709.25800000000004,6642]
["2017-09-30T09:00:00",811.20100000000002,6840]
["2017-09-30T10:00:00",841.12099999999998,6987]
["2017-09-30T11:00:00",852.21500000000003,7184]
["2017-09-30T12:00:00",861.56,7440]
["2017-09-30T13:00:00",792.88400000000001,7693]
["2017-09-30T14:00:00",789.50599999999997,7949]
["2017-09-30T15:00:00",668.03899999999999,8159]
["2017-09-30T16:00:00",489.44200000000001,8163]
["2017-09-30T17:00:00",101.327,8056]
["2017-09-30T18:00:00",0,8179]
["2017-09-30T19:00:00",0,7994]
["2017-09-30T20:00:00",0,7372]
["2017-09-30T21:00:00",0,6658]
["2017-09-30T22:00:00",0,6009]
["2017-09-30T23:00:00",0,5511]
["2017-10-01",0,5232]
["2017-10-01T01:00:00",0,5031]
["2017-10-01T02:00:00",0,4992]
["2017-10-01T03:00:00",0,5055]
["2017-10-01T04:00:00",0,5444]
["2017-10-01T05:00:00",0,6237]
["2017-10-01T06:00:00",0,6389]
["2017-10-01T07:00:00",544.649,6449]
["2017-10-01T08:00:00",772.34199999999998,6682]
["2017-10-01T09:00:00",654.28599999999994,6947]
["2017-10-01T10:00:00",691.15599999999995,7225]
["2017-10-01T11:00:00",708.08500000000004,7532]
["2017-10-01T12:00:00",896.64599999999996,7901]
["2017-10-01T13:00:00",879.40300000000002,8152]
["2017-10-01T14:00:00",856.06799999999998,8189]
["2017-10-01T15:00:00",769.52700000000004,8290]
["2017-10-01T16:00:00",515.96400000000006,8192]
["2017-10-01T17:00:00",133.43,8175]
["2017-10-01T18:00:00",0,8207]
["2017-10-01T19:00:00",0,8087]
["2017-10-01T20:00:00",0,7543]
["2017-10-01T21:00:00",0,6784]
["2017-10-01T22:00:00",0,6138]
["2017-10-01T23:00:00",0,5610]
["2017-10-02",0,5292]
["2017-10-02T01:00:00",0,5165]
["2017-10-02T02:00:00",0,5078]
["2017-10-02T03:00:00",0,5144]
["2017-10-02T04:00:00",0,5579]
["2017-10-02T05:00:00",0,6331]
["2017-10-02T06:00:00",0,6523]
["2017-10-02T07:00:00",551.37,6645]
["2017-10-02T08:00:00",775.89,6961]
["2017-10-02T09:00:00",855.81299999999999,7326]
["2017-10-02T10:00:00",861.48099999999999,7684]
["2017-10-02T11:00:00",854.73800000000006,8058]
["2017-10-02T12:00:00",858.65599999999995,8286]
["2017-10-02T13:00:00",857.75699999999995,8531]
["2017-10-02T14:00:00",832.99599999999998,8627]
["2017-10-02T15:00:00",733.09400000000005,8712]
["2017-10-02T16:00:00",571.53899999999999,8579]
["2017-10-02T17:00:00",153.69200000000001,8498]
["2017-10-02T18:00:00",0,8510]
["2017-10-02T19:00:00",0,8423]
["2017-10-02T20:00:00",0,7909]
["2017-10-02T21:00:00",0,7140]
["2017-10-02T22:00:00",0,6399]
["2017-10-02T23:00:00",0,5893]
["2017-10-03",0,5547]
["2017-10-03T01:00:00",0,5390]
["2017-10-03T02:00:00",0,5311]
["2017-10-03T03:00:00",0,5348]
["2017-10-03T04:00:00",0,5756]
["2017-10-03T05:00:00",0,6508]
["2017-10-03T06:00:00",0,6686]
["2017-10-03T07:00:00",558.82299999999998,6826]
["2017-10-03T08:00:00",790.71299999999997,7147]
["2017-10-03T09:00:00",847.81,7500]
["2017-10-03T10:00:00",861.524,7875]
["2017-10-03T11:00:00",861.399,8243]
["2017-10-03T12:00:00",861.76700000000005,8467]
["2017-10-03T13:00:00",871.83799999999997,8591]
["2017-10-03T14:00:00",842.928,8581]
["2017-10-03T15:00:00",736.87099999999998,8482]
["2017-10-03T16:00:00",561.76,8368]
["2017-10-03T17:00:00",156.41300000000001,8233]
["2017-10-03T18:00:00",0,8338]
["2017-10-03T19:00:00",0,8081]
["2017-10-03T20:00:00",0,7743]
["2017-10-03T21:00:00",0,7239]
["2017-10-03T22:00:00",0,6699]
["2017-10-03T23:00:00",0,6249]
["2017-10-04",0,5916]
["2017-10-04T01:00:00",0,5696]
["2017-10-04T02:00:00",0,5564]
["2017-10-04T03:00:00",0,5493]
["2017-10-04T04:00:00",0,5534]
["2017-10-04T05:00:00",0,5712]
["2017-10-04T06:00:00",0,5863]
["2017-10-04T07:00:00",517.67999999999995,6254]
["2017-10-04T08:00:00",758.59500000000003,6678]
["2017-10-04T09:00:00",820.45699999999999,6992]
["2017-10-04T10:00:00",865.57899999999995,7161]
["2017-10-04T11:00:00",845.07600000000002,7298]
["2017-10-04T12:00:00",845.86800000000005,7305]
["2017-10-04T13:00:00",846.15,7301]
["2017-10-04T14:00:00",796.58900000000006,7279]
["2017-10-04T15:00:00",748.18499999999995,7200]
["2017-10-04T16:00:00",561.42899999999997,7028]
["2017-10-04T17:00:00",129.58199999999999,6698]
["2017-10-04T18:00:00",0,6781]
["2017-10-04T19:00:00",0,6627]
["2017-10-04T20:00:00",0,6289]
["2017-10-04T21:00:00",0,5846]
["2017-10-04T22:00:00",0,5396]
["2017-10-04T23:00:00",0,5016]
["2017-10-05",0,4799]
["2017-10-05T01:00:00",0,4681]
["2017-10-05T02:00:00",0,4640]
["2017-10-05T03:00:00",0,4650]
["2017-10-05T04:00:00",0,4767]
["2017-10-05T05:00:00",0,5052]
["2017-10-05T06:00:00",0,5359]
["2017-10-05T07:00:00",509.00200000000001,5830]
["2017-10-05T08:00:00",758.58199999999999,6025]
["2017-10-05T09:00:00",842.33699999999999,5925]
["2017-10-05T10:00:00",858.71900000000005,5793]
["2017-10-05T11:00:00",854.01599999999996,5724]
["2017-10-05T12:00:00",277.93700000000001,5729]
["2017-10-05T13:00:00",676.01800000000003,5765]
["2017-10-05T14:00:00",780.02599999999995,5796]
["2017-10-05T15:00:00",727.24900000000002,5892]
["2017-10-05T16:00:00",475.93599999999998,6038]
["2017-10-05T17:00:00",131.63300000000001,6162]
["2017-10-05T18:00:00",0,6650]
["2017-10-05T19:00:00",0,6598]
["2017-10-05T20:00:00",0,6250]
["2017-10-05T21:00:00",0,5800]
["2017-10-05T22:00:00",0,5324]
["2017-10-05T23:00:00",0,5042]
["2017-10-06",0,4896]
["2017-10-06T01:00:00",0,4838]
["2017-10-06T02:00:00",0,4857]
["2017-10-06T03:00:00",0,5031]
["2017-10-06T04:00:00",0,5579]
["2017-10-06T05:00:00",0,6509]
["2017-10-06T06:00:00",57.344999999999999,6760]
["2017-10-06T07:00:00",348.57799999999997,6712]
["2017-10-06T08:00:00",355.90499999999997,6649]
["2017-10-06T09:00:00",91.644899999999993,6560]
["2017-10-06T10:00:00",126.80500000000001,6589]
["2017-10-06T11:00:00",118.301,6587]
["2017-10-06T12:00:00",115.22799999999999,6636]
["2017-10-06T13:00:00",102.372,6687]
["2017-10-06T14:00:00",75.49860000000001,6793]
["2017-10-06T15:00:00",51.3018,6866]
["2017-10-06T16:00:00",38.030300000000004,6907]
["2017-10-06T17:00:00",5.7188500000000007,6986]
["2017-10-06T18:00:00",0,7372]
["2017-10-06T19:00:00",0,7220]
["2017-10-06T20:00:00",0,6765]
["2017-10-06T21:00:00",0,6184]
["2017-10-06T22:00:00",0,5602]
["2017-10-06T23:00:00",0,5209]
["2017-10-07",0,4997]
["2017-10-07T01:00:00",0,4905]
["2017-10-07T02:00:00",0,4852]
["2017-10-07T03:00:00",0,4955]
["2017-10-07T04:00:00",0,5402]
["2017-10-07T05:00:00",0,6255]
["2017-10-07T06:00:00",73.915899999999993,6515]
["2017-10-07T07:00:00",554.56899999999996,6476]
["2017-10-07T08:00:00",800.73400000000004,6552]
["2017-10-07T09:00:00",886.95100000000002,6691]
["2017-10-07T10:00:00",926.19500000000005,6740]
["2017-10-07T11:00:00",915.66099999999994,6892]
["2017-10-07T12:00:00",895.89,7048]
["2017-10-07T13:00:00",897.95699999999999,7205]
["2017-10-07T14:00:00",869.71,7366]
["2017-10-07T15:00:00",764.40499999999997,7493]
["2017-10-07T16:00:00",559.13400000000001,7512]
["2017-10-07T17:00:00",120.663,7514]
["2017-10-07T18:00:00",0,7829]
["2017-10-07T19:00:00",0,7683]
["2017-10-07T20:00:00",0,7194]
["2017-10-07T21:00:00",0,6574]
["2017-10-07T22:00:00",0,5983]
["2017-10-07T23:00:00",0,5540]
["2017-10-08",0,5298]
["2017-10-08T01:00:00",0,5136]
["2017-10-08T02:00:00",0,5070]
["2017-10-08T03:00:00",0,5158]
["2017-10-08T04:00:00",0,5575]
["2017-10-08T05:00:00",0,6410]
["2017-10-08T06:00:00",75.457300000000004,6612]
["2017-10-08T07:00:00",509.80399999999997,6682]
["2017-10-08T08:00:00",781.48500000000001,6937]
["2017-10-08T09:00:00",876.01900000000001,7243]
["2017-10-08T10:00:00",924.28599999999994,7549]
["2017-10-08T11:00:00",906.39599999999996,7879]
["2017-10-08T12:00:00",919.29499999999996,8243]
["2017-10-08T13:00:00",882.72,8565]
["2017-10-08T14:00:00",723.2,8678]
["2017-10-08T15:00:00",646.53099999999995,8767]
["2017-10-08T16:00:00",172.78800000000001,8734]
["2017-10-08T17:00:00",97.862700000000004,8597]
["2017-10-08T18:00:00",0,8640]
["2017-10-08T19:00:00",0,8433]
["2017-10-08T20:00:00",0,7853]
["2017-10-08T21:00:00",0,7056]
["2017-10-08T22:00:00",0,6323]
["2017-10-08T23:00:00",0,5779]
["2017-10-09",0,5442]
["2017-10-09T01:00:00",0,5201]
["2017-10-09T02:00:00",0,5058]
["2017-10-09T03:00:00",0,5102]
["2017-10-09T04:00:00",0,5457]
["2017-10-09T05:00:00",0,6267]
["2017-10-09T06:00:00",64.994,6441]
["2017-10-09T07:00:00",511.72,6435]
["2017-10-09T08:00:00",795.19899999999996,6594]
["2017-10-09T09:00:00",873.399,6802]
["2017-10-09T10:00:00",894.30899999999997,6952]
["2017-10-09T11:00:00",857.86099999999999,7168]
["2017-10-09T12:00:00",893.34900000000005,7380]
["2017-10-09T13:00:00",871.19299999999998,7617]
["2017-10-09T14:00:00",836.01700000000005,7854]
["2017-10-09T15:00:00",762.21299999999997,7907]
["2017-10-09T16:00:00",580.30600000000004,7831]
["2017-10-09T17:00:00",108.571,7639]
["2017-10-09T18:00:00",0,7829]
["2017-10-09T19:00:00",0,7600]
["2017-10-09T20:00:00",0,7081]
["2017-10-09T21:00:00",0,6443]
["2017-10-09T22:00:00",0,5797]
["2017-10-09T23:00:00",0,5338]
["2017-10-10",0,5061]
["2017-10-10T01:00:00",0,4945]
["2017-10-10T02:00:00",0,4882]
["2017-10-10T03:00:00",0,4909]
["2017-10-10T04:00:00",0,5321]
["2017-10-10T05:00:00",0,6123]
["2017-10-10T06:00:00",60.013400000000004,6310]
["2017-10-10T07:00:00",508.44,6439]
["2017-10-10T08:00:00",778.76599999999996,6672]
["2017-10-10T09:00:00",768.73800000000006,6991]
["2017-10-10T10:00:00",779.67499999999995,7258]
["2017-10-10T11:00:00",695.649,7493]
["2017-10-10T12:00:00",674.03800000000001,7870]
["2017-10-10T13:00:00",645.82100000000003,8120]
["2017-10-10T14:00:00",766.25699999999995,8346]
["2017-10-10T15:00:00",500.45400000000001,8461]
["2017-10-10T16:00:00",228.79499999999999,8295]
["2017-10-10T17:00:00",7.1111700000000004,8107]
["2017-10-10T18:00:00",0,8095]
["2017-10-10T19:00:00",0,7739]
["2017-10-10T20:00:00",0,7309]
["2017-10-10T21:00:00",0,6825]
["2017-10-10T22:00:00",0,6199]
["2017-10-10T23:00:00",0,5670]
["2017-10-11",0,5361]
["2017-10-11T01:00:00",0,5174]
["2017-10-11T02:00:00",0,5027]
["2017-10-11T03:00:00",0,5007]
["2017-10-11T04:00:00",0,5135]
["2017-10-11T05:00:00",0,5376]
["2017-10-11T06:00:00",59.245899999999999,5604]
["2017-10-11T07:00:00",508.36700000000002,6108]
["2017-10-11T08:00:00",684.64400000000001,6683]
["2017-10-11T09:00:00",845.524,7205]
["2017-10-11T10:00:00",849.81100000000004,7712]
["2017-10-11T11:00:00",793.79399999999998,8102]
["2017-10-11T12:00:00",779.74300000000005,8382]
["2017-10-11T13:00:00",757.39700000000005,8583]
["2017-10-11T14:00:00",755.14599999999996,8698]
["2017-10-11T15:00:00",528.29999999999995,8644]
["2017-10-11T16:00:00",454.29300000000001,8500]
["2017-10-11T17:00:00",77.396299999999997,8206]
["2017-10-11T18:00:00",0,8062]
["2017-10-11T19:00:00",0,7674]
["2017-10-11T20:00:00",0,7168]
["2017-10-11T21:00:00",0,6583]
["2017-10-11T22:00:00",0,6047]
["2017-10-11T23:00:00",0,5507]
["2017-10-12",0,5140]
["2017-10-12T01:00:00",0,4934]
["2017-10-12T02:00:00",0,4809]
["2017-10-12T03:00:00",0,4730]
["2017-10-12T04:00:00",0,4763]
["2017-10-12T05:00:00",0,4914]
["2017-10-12T06:00:00",41.532499999999999,5169]
["2017-10-12T07:00:00",348.09,5548]
["2017-10-12T08:00:00",720.68499999999995,5891]
["2017-10-12T09:00:00",786.53200000000004,6046]
["2017-10-12T10:00:00",780.99,6021]
["2017-10-12T11:00:00",685.98900000000003,6102]
["2017-10-12T12:00:00",668.54700000000003,6146]
["2017-10-12T13:00:00",752.77300000000002,6120]
["2017-10-12T14:00:00",718.77300000000002,6106]
["2017-10-12T15:00:00",386.32400000000001,6168]
["2017-10-12T16:00:00",472.59800000000001,6371]
["2017-10-12T17:00:00",74.979199999999992,6657]
["2017-10-12T18:00:00",0,6891]
["2017-10-12T19:00:00",0,6738]
["2017-10-12T20:00:00",0,6408]
["2017-10-12T21:00:00",0,5978]
["2017-10-12T22:00:00",0,5470]
["2017-10-12T23:00:00",0,5115]
["2017-10-13",0,4868]
["2017-10-13T01:00:00",0,4764]
["2017-10-13T02:00:00",0,4766]
["2017-10-13T03:00:00",0,4844]
["2017-10-13T04:00:00",0,5253]
["2017-10-13T05:00:00",0,5996]
["2017-10-13T06:00:00",40.938900000000004,6365]
["2017-10-13T07:00:00",407.61500000000001,6530]
["2017-10-13T08:00:00",518.76099999999997,6759]
["2017-10-13T09:00:00",793.63400000000001,7041]
["2017-10-13T10:00:00",834.46,7376]
["2017-10-13T11:00:00",827.65700000000004,7694]
["2017-10-13T12:00:00",830.57899999999995,8048]
["2017-10-13T13:00:00",797.92399999999998,8312]
["2017-10-13T14:00:00",716.53899999999999,8477]
["2017-10-13T15:00:00",400.46100000000001,8449]
["2017-10-13T16:00:00",384.25700000000001,8404]
["2017-10-13T17:00:00",59.744999999999997,8464]
["2017-10-13T18:00:00",0,8588]
["2017-10-13T19:00:00",0,8403]
["2017-10-13T20:00:00",0,7900]
["2017-10-13T21:00:00",0,7176]
["2017-10-13T22:00:00",0,6440]
["2017-10-13T23:00:00",0,5969]
["2017-10-14",0,5705]
["2017-10-14T01:00:00",0,5576]
["2017-10-14T02:00:00",0,5493]
["2017-10-14T03:00:00",0,5571]
["2017-10-14T04:00:00",0,6008]
["2017-10-14T05:00:00",0,6897]
["2017-10-14T06:00:00",17.552400000000002,7168]
["2017-10-14T07:00:00",201.53200000000001,7315]
["2017-10-14T08:00:00",367.57400000000001,7534]
["2017-10-14T09:00:00",183.31399999999999,7857]
["2017-10-14T10:00:00",131,8064]
["2017-10-14T11:00:00",151.755,8254]
["2017-10-14T12:00:00",154.893,8493]
["2017-10-14T13:00:00",196.58699999999999,8510]
["2017-10-14T14:00:00",145.33600000000001,8556]
["2017-10-14T15:00:00",103.562,8568]
["2017-10-14T16:00:00",25.000400000000003,8593]
["2017-10-14T17:00:00",43.452500000000001,8603]
["2017-10-14T18:00:00",0,8620]
["2017-10-14T19:00:00",0,8609]
["2017-10-14T20:00:00",0,8153]
["2017-10-14T21:00:00",0,7490]
["2017-10-14T22:00:00",0,6801]
["2017-10-14T23:00:00",0,6288]
["2017-10-15",0,5961]
["2017-10-15T01:00:00",0,5843]
["2017-10-15T02:00:00",0,5738]
["2017-10-15T03:00:00",0,5766]
["2017-10-15T04:00:00",0,6133]
["2017-10-15T05:00:00",0,6925]
["2017-10-15T06:00:00",41.498100000000001,7304]
["2017-10-15T07:00:00",472.80200000000002,7271]
["2017-10-15T08:00:00",751.82100000000003,7230]
["2017-10-15T09:00:00",822.298,7294]
["2017-10-15T10:00:00",868.447,7223]
["2017-10-15T11:00:00",843.99900000000002,7068]
["2017-10-15T12:00:00",867.91899999999998,7102]
["2017-10-15T13:00:00",860.72799999999995,7043]
["2017-10-15T14:00:00",777.57399999999996,7027]
["2017-10-15T15:00:00",732.96600000000001,7090]
["2017-10-15T16:00:00",499.05,7110]
["2017-10-15T17:00:00",46.516199999999998,7256]
["2017-10-15T18:00:00",0,7554]
["2017-10-15T19:00:00",0,7298]
["2017-10-15T20:00:00",0,6905]
["2017-10-15T21:00:00",0,6255]
["2017-10-15T22:00:00",0,5688]
["2017-10-15T23:00:00",0,5284]
["2017-10-16",0,5029]
["2017-10-16T01:00:00",0,4903]
["2017-10-16T02:00:00",0,4854]
["2017-10-16T03:00:00",0,4954]
["2017-10-16T04:00:00",0,5368]
["2017-10-16T05:00:00",0,6217]
["2017-10-16T06:00:00",44.223099999999995,6477]
["2017-10-16T07:00:00",496.928,6484]
["2017-10-16T08:00:00",735.45699999999999,6539]
["2017-10-16T09:00:00",812.75599999999997,6633]
["2017-10-16T10:00:00",858.42499999999995,6695]
["2017-10-16T11:00:00",867.31200000000001,6733]
["2017-10-16T12:00:00",863.50900000000001,6816]
["2017-10-16T13:00:00",834.774,6878]
["2017-10-16T14:00:00",812.76800000000003,6822]
["2017-10-16T15:00:00",700.15800000000002,6800]
["2017-10-16T16:00:00",440.08100000000002,6803]
["2017-10-16T17:00:00",1.5563800000000001,6943]
["2017-10-16T18:00:00",0,7302]
["2017-10-16T19:00:00",0,7146]
["2017-10-16T20:00:00",0,6701]
["2017-10-16T21:00:00",0,6209]
["2017-10-16T22:00:00",0,5683]
["2017-10-16T23:00:00",0,5241]
["2017-10-17",0,4993]
["2017-10-17T01:00:00",0,4898]
["2017-10-17T02:00:00",0,4874]
["2017-10-17T03:00:00",0,4974]
["2017-10-17T04:00:00",0,5434]
["2017-10-17T05:00:00",0,6219]
["2017-10-17T06:00:00",38.735399999999998,6477]
["2017-10-17T07:00:00",477.33,6486]
["2017-10-17T08:00:00",780.50800000000004,6522]
["2017-10-17T09:00:00",861.404,6531]
["2017-10-17T10:00:00",852.99900000000002,6562]
["2017-10-17T11:00:00",848.98,6592]
["2017-10-17T12:00:00",885.30200000000002,6629]
["2017-10-17T13:00:00",873.59299999999996,6689]
["2017-10-17T14:00:00",838.60599999999999,6858]
["2017-10-17T15:00:00",732.41399999999999,6944]
["2017-10-17T16:00:00",512.73500000000001,6892]
["2017-10-17T17:00:00",29.817400000000003,6794]
["2017-10-17T18:00:00",0,6930]
["2017-10-17T19:00:00",0,6750]
["2017-10-17T20:00:00",0,6420]
["2017-10-17T21:00:00",0,6046]
["2017-10-17T22:00:00",0,5572]
["2017-10-17T23:00:00",0,5161]
["2017-10-18",0,4883]
["2017-10-18T01:00:00",0,4743]
["2017-10-18T02:00:00",0,4646]
["2017-10-18T03:00:00",0,4692]
["2017-10-18T04:00:00",0,4767]
["2017-10-18T05:00:00",0,5071]
["2017-10-18T06:00:00",36.802199999999999,5310]
["2017-10-18T07:00:00",506.01799999999997,5651]
["2017-10-18T08:00:00",747.48599999999999,5923]
["2017-10-18T09:00:00",852.80399999999997,6112]
["2017-10-18T10:00:00",854.97500000000002,6233]
["2017-10-18T11:00:00",846.87900000000002,6365]
["2017-10-18T12:00:00",855.18799999999999,6502]
["2017-10-18T13:00:00",832.37400000000002,6637]
["2017-10-18T14:00:00",829.14200000000005,6722]
["2017-10-18T15:00:00",731.16600000000005,6781]
["2017-10-18T16:00:00",462.88,6696]
["2017-10-18T17:00:00",36.824300000000001,6628]
["2017-10-18T18:00:00",0,6830]
["2017-10-18T19:00:00",0,6595]
["2017-10-18T20:00:00",0,6213]
["2017-10-18T21:00:00",0,5879]
["2017-10-18T22:00:00",0,5325]
["2017-10-18T23:00:00",0,4945]
["2017-10-19",0,4713]
["2017-10-19T01:00:00",0,4563]
["2017-10-19T02:00:00",0,4502]
["2017-10-19T03:00:00",0,4496]
["2017-10-19T04:00:00",0,4605]
["2017-10-19T05:00:00",0,4831]
["2017-10-19T06:00:00",0.83825099999999997,5075]
["2017-10-19T07:00:00",62.333800000000004,5513]
["2017-10-19T08:00:00",354.61500000000001,5786]
["2017-10-19T09:00:00",714.90499999999997,5758]
["2017-10-19T10:00:00",614.77300000000002,5656]
["2017-10-19T11:00:00",512.95799999999997,5718]
["2017-10-19T12:00:00",264.12299999999999,5738]
["2017-10-19T13:00:00",113.148,5753]
["2017-10-19T14:00:00",99.562100000000001,5777]
["2017-10-19T15:00:00",536.32600000000002,5875]
["2017-10-19T16:00:00",131.48699999999999,6014]
["2017-10-19T17:00:00",1.5922499999999999,6271]
["2017-10-19T18:00:00",0,6682]
["2017-10-19T19:00:00",0,6553]
["2017-10-19T20:00:00",0,6144]
["2017-10-19T21:00:00",0,5806]
["2017-10-19T22:00:00",0,5318]
["2017-10-19T23:00:00",0,4998]
["2017-10-20",0,4811]
["2017-10-20T01:00:00",0,4814]
["2017-10-20T02:00:00",0,4860]
["2017-10-20T03:00:00",0,5039]
["2017-10-20T04:00:00",0,5661]
["2017-10-20T05:00:00",0,6694]
["2017-10-20T06:00:00",0,7074]
["2017-10-20T07:00:00",48.776699999999998,7004]
["2017-10-20T08:00:00",568.91899999999998,6825]
["2017-10-20T09:00:00",767.41899999999998,6706]
["2017-10-20T10:00:00",787.851,6598]
["2017-10-20T11:00:00",818.05399999999997,6453]
["2017-10-20T12:00:00",807.80499999999995,6456]
["2017-10-20T13:00:00",795.875,6454]
["2017-10-20T14:00:00",751.49099999999999,6494]
["2017-10-20T15:00:00",688.80700000000002,6584]
["2017-10-20T16:00:00",439.42899999999997,6640]
["2017-10-20T17:00:00",13.9314,6892]
["2017-10-20T18:00:00",0,7273]
["2017-10-20T19:00:00",0,7038]
["2017-10-20T20:00:00",0,6615]
["2017-10-20T21:00:00",0,6026]
["2017-10-20T22:00:00",0,5521]
["2017-10-20T23:00:00",0,5105]
["2017-10-21",0,4892]
["2017-10-21T01:00:00",0,4804]
["2017-10-21T02:00:00",0,4780]
["2017-10-21T03:00:00",0,4897]
["2017-10-21T04:00:00",0,5363]
["2017-10-21T05:00:00",0,6253]
["2017-10-21T06:00:00",6.5124499999999994,6590]
["2017-10-21T07:00:00",221.54300000000001,6509]
["2017-10-21T08:00:00",163.67599999999999,6495]
["2017-10-21T09:00:00",248.65600000000001,6535]
["2017-10-21T10:00:00",469.459,6561]
["2017-10-21T11:00:00",105.307,6622]
["2017-10-21T12:00:00",585.63499999999999,6730]
["2017-10-21T13:00:00",658.82100000000003,6826]
["2017-10-21T14:00:00",207.70699999999999,6877]
["2017-10-21T15:00:00",146.59299999999999,6926]
["2017-10-21T16:00:00",347.13,6915]
["2017-10-21T17:00:00",0,7095]
["2017-10-21T18:00:00",0,7414]
["2017-10-21T19:00:00",0,7161]
["2017-10-21T20:00:00",0,6681]
["2017-10-21T21:00:00",0,6088]
["2017-10-21T22:00:00",0,5544]
["2017-10-21T23:00:00",0,5087]
["2017-10-22",0,4846]
["2017-10-22T01:00:00",0,4785]
["2017-10-22T02:00:00",0,4754]
["2017-10-22T03:00:00",0,4895]
["2017-10-22T04:00:00",0,5405]
["2017-10-22T05:00:00",0,6307]
["2017-10-22T06:00:00",14.2316,6662]
["2017-10-22T07:00:00",328.44299999999998,6566]
["2017-10-22T08:00:00",692.93899999999996,6547]
["2017-10-22T09:00:00",725.89599999999996,6513]
["2017-10-22T10:00:00",780.63699999999994,6485]
["2017-10-22T11:00:00",783.44,6412]
["2017-10-22T12:00:00",770.93600000000004,6427]
["2017-10-22T13:00:00",724.52599999999995,6367]
["2017-10-22T14:00:00",703.66800000000001,6392]
["2017-10-22T15:00:00",524.52599999999995,6478]
["2017-10-22T16:00:00",230.9,6574]
["2017-10-22T17:00:00",0,6900]
["2017-10-22T18:00:00",0,7251]
["2017-10-22T19:00:00",0,7069]
["2017-10-22T20:00:00",0,6729]
["2017-10-22T21:00:00",0,6177]
["2017-10-22T22:00:00",0,5697]
["2017-10-22T23:00:00",0,5326]
["2017-10-23",0,5164]
["2017-10-23T01:00:00",0,5103]
["2017-10-23T02:00:00",0,5134]
["2017-10-23T03:00:00",0,5316]
["2017-10-23T04:00:00",0,5842]
["2017-10-23T05:00:00",0,6822]
["2017-10-23T06:00:00",22.034500000000001,7170]
["2017-10-23T07:00:00",443.61200000000002,7028]
["2017-10-23T08:00:00",684.28399999999999,6875]
["2017-10-23T09:00:00",742.87199999999996,6774]
["2017-10-23T10:00:00",762.07299999999998,6587]
["2017-10-23T11:00:00",784.46199999999999,6484]
["2017-10-23T12:00:00",787.702,6476]
["2017-10-23T13:00:00",771.80799999999999,6412]
["2017-10-23T14:00:00",655.88400000000001,6404]
["2017-10-23T15:00:00",617.73299999999995,6486]
["2017-10-23T16:00:00",153.214,6553]
["2017-10-23T17:00:00",0,6830]
["2017-10-23T18:00:00",0,7199]
["2017-10-23T19:00:00",0,7062]
["2017-10-23T20:00:00",0,6713]
["2017-10-23T21:00:00",0,6191]
["2017-10-23T22:00:00",0,5665]
["2017-10-23T23:00:00",0,5326]
["2017-10-24",0,5169]
["2017-10-24T01:00:00",0,5113]
["2017-10-24T02:00:00",0,5094]
["2017-10-24T03:00:00",0,5277]
["2017-10-24T04:00:00",0,5762]
["2017-10-24T05:00:00",0,6652]
["2017-10-24T06:00:00",0,7026]
["2017-10-24T07:00:00",155.28,6989]
["2017-10-24T08:00:00",596.84699999999998,6887]
["2017-10-24T09:00:00",710.73199999999997,6707]
["2017-10-24T10:00:00",768.49,6553]
["2017-10-24T11:00:00",792.32100000000003,6426]
["2017-10-24T12:00:00",806.10500000000002,6363]
["2017-10-24T13:00:00",706.66399999999999,6303]
["2017-10-24T14:00:00",516.09100000000001,6292]
["2017-10-24T15:00:00",606.31600000000003,6295]
["2017-10-24T16:00:00",371.92599999999999,6307]
["2017-10-24T17:00:00",0,6434]
["2017-10-24T18:00:00",0,6704]
["2017-10-24T19:00:00",0,6556]
["2017-10-24T20:00:00",0,6315]
["2017-10-24T21:00:00",0,5984]
["2017-10-24T22:00:00",0,5560]
["2017-10-24T23:00:00",0,5217]
["2017-10-25",0,5041]
["2017-10-25T01:00:00",0,4977]
["2017-10-25T02:00:00",0,5012]
["2017-10-25T03:00:00",0,5113]
["2017-10-25T04:00:00",0,5320]
["2017-10-25T05:00:00",0,5687]
["2017-10-25T06:00:00",0,6122]
["2017-10-25T07:00:00",374.73700000000002,6399]
["2017-10-25T08:00:00",465.608,6430]
["2017-10-25T09:00:00",652.53499999999997,6320]
["2017-10-25T10:00:00",704.90099999999995,6105]
["2017-10-25T11:00:00",794.99300000000005,5971]
["2017-10-25T12:00:00",780.851,5880]
["2017-10-25T13:00:00",647.47299999999996,5842]
["2017-10-25T14:00:00",773.69600000000003,5871]
["2017-10-25T15:00:00",701.34400000000005,5944]
["2017-10-25T16:00:00",416.76100000000002,5985]
["2017-10-25T17:00:00",0,6158]
["2017-10-25T18:00:00",0,6381]
["2017-10-25T19:00:00",0,6255]
["2017-10-25T20:00:00",0,6070]
["2017-10-25T21:00:00",0,5745]
["2017-10-25T22:00:00",0,5314]
["2017-10-25T23:00:00",0,4949]
["2017-10-26",0,4754]
["2017-10-26T01:00:00",0,4626]
["2017-10-26T02:00:00",0,4596]
["2017-10-26T03:00:00",0,4641]
["2017-10-26T04:00:00",0,4764]
["2017-10-26T05:00:00",0,5016]
["2017-10-26T06:00:00",0,5341]
["2017-10-26T07:00:00",354.94400000000002,5696]
["2017-10-26T08:00:00",658.76,5893]
["2017-10-26T09:00:00",734.72299999999996,5836]
["2017-10-26T10:00:00",812.34400000000005,5737]
["2017-10-26T11:00:00",842.20500000000004,5802]
["2017-10-26T12:00:00",829.85500000000002,5880]
["2017-10-26T13:00:00",822.35599999999999,5939]
["2017-10-26T14:00:00",795.97500000000002,6036]
["2017-10-26T15:00:00",668.34199999999998,6150]
["2017-10-26T16:00:00",411.40100000000001,6209]
["2017-10-26T17:00:00",0,6422]
["2017-10-26T18:00:00",0,6672]
["2017-10-26T19:00:00",0,6544]
["2017-10-26T20:00:00",0,6107]
["2017-10-26T21:00:00",0,5568]
["2017-10-26T22:00:00",0,5097]
["2017-10-26T23:00:00",0,4777]
["2017-10-27",0,4645]
["2017-10-27T01:00:00",0,4623]
["2017-10-27T02:00:00",0,4666]
["2017-10-27T03:00:00",0,4873]
["2017-10-27T04:00:00",0,5431]
["2017-10-27T05:00:00",0,6469]
["2017-10-27T06:00:00",0,6834]
["2017-10-27T07:00:00",428.35599999999999,6868]
["2017-10-27T08:00:00",643.476,6751]
["2017-10-27T09:00:00",812.87,6634]
["2017-10-27T10:00:00",832.78899999999999,6555]
["2017-10-27T11:00:00",842.53099999999995,6532]
["2017-10-27T12:00:00",814.89599999999996,6617]
["2017-10-27T13:00:00",760.76400000000001,6682]
["2017-10-27T14:00:00",806.73699999999997,6787]
["2017-10-27T15:00:00",722.42499999999995,6884]
["2017-10-27T16:00:00",416.54300000000001,6900]
["2017-10-27T17:00:00",0,7136]
["2017-10-27T18:00:00",0,7344]
["2017-10-27T19:00:00",0,7143]
["2017-10-27T20:00:00",0,6616]
["2017-10-27T21:00:00",0,6088]
["2017-10-27T22:00:00",0,5553]
["2017-10-27T23:00:00",0,5111]
["2017-10-28",0,4917]
["2017-10-28T01:00:00",0,4861]
["2017-10-28T02:00:00",0,4859]
["2017-10-28T03:00:00",0,5009]
["2017-10-28T04:00:00",0,5516]
["2017-10-28T05:00:00",0,6460]
["2017-10-28T06:00:00",0,6761]
["2017-10-28T07:00:00",372.28399999999999,6741]
["2017-10-28T08:00:00",676.02099999999996,6604]
["2017-10-28T09:00:00",805.38400000000001,6641]
["2017-10-28T10:00:00",855.38099999999997,6744]
["2017-10-28T11:00:00",832.32100000000003,6861]
["2017-10-28T12:00:00",854.84199999999998,7057]
["2017-10-28T13:00:00",814.505,7259]
["2017-10-28T14:00:00",794.44899999999996,7439]
["2017-10-28T15:00:00",685.25699999999995,7577]
["2017-10-28T16:00:00",380.79599999999999,7474]
["2017-10-28T17:00:00",0,7669]
["2017-10-28T18:00:00",0,7810]
["2017-10-28T19:00:00",0,7494]
["2017-10-28T20:00:00",0,6983]
["2017-10-28T21:00:00",0,6389]
["2017-10-28T22:00:00",0,5761]
["2017-10-28T23:00:00",0,5289]
["2017-10-29",0,5038]
["2017-10-29T01:00:00",0,4892]
["2017-10-29T02:00:00",0,4834]
["2017-10-29T03:00:00",0,4908]
["2017-10-29T04:00:00",0,5325]
["2017-10-29T05:00:00",0,6201]
["2017-10-29T06:00:00",0,6458]
["2017-10-29T07:00:00",410.98200000000003,6521]
["2017-10-29T08:00:00",734.327,6605]
["2017-10-29T09:00:00",804.66800000000001,6754]
["2017-10-29T10:00:00",774.40099999999995,6919]
["2017-10-29T11:00:00",795.88300000000004,7040]
["2017-10-29T12:00:00",804.97900000000004,7205]
["2017-10-29T13:00:00",796.97400000000005,7292]
["2017-10-29T14:00:00",774.755,7412]
["2017-10-29T15:00:00",676.322,7438]
["2017-10-29T16:00:00",406.96699999999998,7380]
["2017-10-29T17:00:00",0,7644]
["2017-10-29T18:00:00",0,7745]
["2017-10-29T19:00:00",0,7470]
["2017-10-29T20:00:00",0,6981]
["2017-10-29T21:00:00",0,6340]
["2017-10-29T22:00:00",0,5752]
["2017-10-29T23:00:00",0,5326]
["2017-10-30",0,5003]
["2017-10-30T01:00:00",0,4882]
["2017-10-30T02:00:00",0,4821]
["2017-10-30T03:00:00",0,4965]
["2017-10-30T04:00:00",0,5438]
["2017-10-30T05:00:00",0,6229]
["2017-10-30T06:00:00",0,6609]
["2017-10-30T07:00:00",360.97699999999998,6546]
["2017-10-30T08:00:00",669.67100000000005,6536]
["2017-10-30T09:00:00",733.58500000000004,6575]
["2017-10-30T10:00:00",761.76300000000003,6581]
["2017-10-30T11:00:00",764.19299999999998,6553]
["2017-10-30T12:00:00",765.851,6586]
["2017-10-30T13:00:00",743.29399999999998,6574]
["2017-10-30T14:00:00",717.947,6588]
["2017-10-30T15:00:00",629.553,6623]
["2017-10-30T16:00:00",318.11599999999999,6622]
["2017-10-30T17:00:00",0,6922]
["2017-10-30T18:00:00",0,7153]
["2017-10-30T19:00:00",0,7055]
["2017-10-30T20:00:00",0,6727]
["2017-10-30T21:00:00",0,6158]
["2017-10-30T22:00:00",0,5673]
["2017-10-30T23:00:00",0,5318]
["2017-10-31",0,5168]
["2017-10-31T01:00:00",0,5085]
["2017-10-31T02:00:00",0,5111]
["2017-10-31T03:00:00",0,5333]
["2017-10-31T04:00:00",0,5783]
["2017-10-31T05:00:00",0,6756]
["2017-10-31T06:00:00",0,7086]
["2017-10-31T07:00:00",272.74200000000002,7067]
["2017-10-31T08:00:00",663.28399999999999,6922]
["2017-10-31T09:00:00",705.02800000000002,6716]
["2017-10-31T10:00:00",784.73099999999999,6576]
["2017-10-31T11:00:00",794.25699999999995,6403]
["2017-10-31T12:00:00",768.27099999999996,6353]
["2017-10-31T13:00:00",748.67100000000005,6299]
["2017-10-31T14:00:00",684.96799999999996,6283]
["2017-10-31T15:00:00",561.92700000000002,6334]
["2017-10-31T16:00:00",309.67099999999999,6410]
["2017-10-31T17:00:00",0,6485]
["2017-10-31T18:00:00",0,6552]
["2017-10-31T19:00:00",0,6545]
["2017-10-31T20:00:00",0,6499]
["2017-10-31T21:00:00",0,6249]
["2017-10-31T22:00:00",0,5826]
["2017-10-31T23:00:00",0,5751]
["2017-11-01",0,5500]
["2017-11-01T01:00:00",0,5414]
["2017-11-01T02:00:00",0,5343]
["2017-11-01T03:00:00",0,5375]
["2017-11-01T04:00:00",0,5585]
["2017-11-01T05:00:00",0,5908]
["2017-11-01T06:00:00",0.86303700000000005,6305]
["2017-11-01T07:00:00",24.391500000000001,6598]
["2017-11-01T08:00:00",43.819000000000003,6956]
["2017-11-01T09:00:00",71.294699999999992,7111]
["2017-11-01T10:00:00",103.508,7044]
["2017-11-01T11:00:00",122.124,7083]
["2017-11-01T12:00:00",121.726,7080]
["2017-11-01T13:00:00",101.309,7067]
["2017-11-01T14:00:00",69.089199999999991,7123]
["2017-11-01T15:00:00",51.187599999999996,7226]
["2017-11-01T16:00:00",27.185700000000001,7381]
["2017-11-01T17:00:00",0.84669100000000008,7700]
["2017-11-01T18:00:00",0,7744]
["2017-11-01T19:00:00",0,7571]
["2017-11-01T20:00:00",0,7296]
["2017-11-01T21:00:00",0,6949]
["2017-11-01T22:00:00",0,6627]
["2017-11-01T23:00:00",0,6264]
["2017-11-02",0,6264]
["2017-11-02T01:00:00",0,6202.5]
["2017-11-02T02:00:00",0,6141]
["2017-11-02T03:00:00",0,6209]
["2017-11-02T04:00:00",0,6403]
["2017-11-02T05:00:00",0,6679]
["2017-11-02T06:00:00",0.870475,7089]
["2017-11-02T07:00:00",18.2712,7539]
["2017-11-02T08:00:00",46.881999999999998,7870]
["2017-11-02T09:00:00",77.2928,7709]
["2017-11-02T10:00:00",108.065,7326]
["2017-11-02T11:00:00",126.90600000000001,6973]
["2017-11-02T12:00:00",125.178,6905]
["2017-11-02T13:00:00",127.352,6508]
["2017-11-02T14:00:00",89.325000000000003,6355]
["2017-11-02T15:00:00",64.823599999999999,6374]
["2017-11-02T16:00:00",20.528500000000001,6676]
["2017-11-02T17:00:00",0.84345799999999993,7386]
["2017-11-02T18:00:00",0,7970]
["2017-11-02T19:00:00",0,8050]
["2017-11-02T20:00:00",0,8061]
["2017-11-02T21:00:00",0,7801]
["2017-11-02T22:00:00",0,7483]
["2017-11-02T23:00:00",0,7206]
["2017-11-03",0,7089]
["2017-11-03T01:00:00",0,7198]
["2017-11-03T02:00:00",0,7281]
["2017-11-03T03:00:00",0,7494]
["2017-11-03T04:00:00",0,7861]
["2017-11-03T05:00:00",0,8613]
["2017-11-03T06:00:00",0.84074800000000005,9404]
["2017-11-03T07:00:00",19.042400000000001,9532]
["2017-11-03T08:00:00",59.824400000000004,9018]
["2017-11-03T09:00:00",97.247199999999992,8235]
["2017-11-03T10:00:00",464.05200000000002,7636]
["2017-11-03T11:00:00",248.93600000000001,7222]
["2017-11-03T12:00:00",356.66300000000001,6920]
["2017-11-03T13:00:00",379.04500000000002,6746]
["2017-11-03T14:00:00",151.69800000000001,6609]
["2017-11-03T15:00:00",73.611699999999999,6576]
["2017-11-03T16:00:00",25.4145,6699]
["2017-11-03T17:00:00",0.842665,7358]
["2017-11-03T18:00:00",0,7927]
["2017-11-03T19:00:00",0,8008]
["2017-11-03T20:00:00",0,7887]
["2017-11-03T21:00:00",0,7568]
["2017-11-03T22:00:00",0,7159]
["2017-11-03T23:00:00",0,6711]
["2017-11-04",0,6494]
["2017-11-04T01:00:00",0,6439]
["2017-11-04T02:00:00",0,6483]
["2017-11-04T03:00:00",0,6609]
["2017-11-04T04:00:00",0,6890]
["2017-11-04T05:00:00",0,7610]
["2017-11-04T06:00:00",8.0137400000000003,8459]
["2017-11-04T07:00:00",259.77,8498]
["2017-11-04T08:00:00",736.75599999999997,7893]
["2017-11-04T09:00:00",831.24199999999996,7503]
["2017-11-04T10:00:00",853.29399999999998,7097]
["2017-11-04T11:00:00",886.88599999999997,6842]
["2017-11-04T12:00:00",872.14599999999996,6642]
["2017-11-04T13:00:00",780.18499999999995,6527]
["2017-11-04T14:00:00",673.78300000000002,6480]
["2017-11-04T15:00:00",606.87300000000005,6476]
["2017-11-04T16:00:00",330.077,6616]
["2017-11-04T17:00:00",2.4821200000000001,7268]
["2017-11-04T18:00:00",0,7621]
["2017-11-04T19:00:00",0,7576]
["2017-11-04T20:00:00",0,7420]
["2017-11-04T21:00:00",0,7028]
["2017-11-04T22:00:00",0,6536]
["2017-11-04T23:00:00",0,6016]
["2017-11-05",0,5738]
["2017-11-05T01:00:00",0,5641]
["2017-11-05T02:00:00",0,5562]
["2017-11-05T03:00:00",0,5575]
["2017-11-05T04:00:00",0,5746]
["2017-11-05T05:00:00",0,6304]
["2017-11-05T06:00:00",15.6456,7199]
["2017-11-05T07:00:00",467.08600000000001,7305]
["2017-11-05T08:00:00",355.46100000000001,7111]
["2017-11-05T09:00:00",283.59100000000001,6889]
["2017-11-05T10:00:00",402.733,6728]
["2017-11-05T11:00:00",304.56799999999998,6631]
["2017-11-05T12:00:00",242.30500000000001,6531]
["2017-11-05T13:00:00",213.119,6513]
["2017-11-05T14:00:00",122.55,6461]
["2017-11-05T15:00:00",303.608,6441]
["2017-11-05T16:00:00",180.86,6583]
["2017-11-05T17:00:00",0,7129]
["2017-11-05T18:00:00",0,7415]
["2017-11-05T19:00:00",0,7286]
["2017-11-05T20:00:00",0,7066]
["2017-11-05T21:00:00",0,6697]
["2017-11-05T22:00:00",0,6180]
["2017-11-05T23:00:00",0,5679]
["2017-11-06",0,5277]
["2017-11-06T01:00:00",0,5073]
["2017-11-06T02:00:00",0,4978]
["2017-11-06T03:00:00",0,4981]
["2017-11-06T04:00:00",0,5107]
["2017-11-06T05:00:00",0,5617]
["2017-11-06T06:00:00",11.5823,6511]
["2017-11-06T07:00:00",343.99799999999999,6687]
["2017-11-06T08:00:00",704.13400000000001,6696]
["2017-11-06T09:00:00",689.35500000000002,6713]
["2017-11-06T10:00:00",789.28399999999999,6747]
["2017-11-06T11:00:00",782.30100000000004,6702]
["2017-11-06T12:00:00",472.28699999999998,6644]
["2017-11-06T13:00:00",513.41300000000001,6648]
["2017-11-06T14:00:00",385.43099999999998,6591]
["2017-11-06T15:00:00",247.86699999999999,6617]
["2017-11-06T16:00:00",81.027899999999988,6675]
["2017-11-06T17:00:00",1.2918099999999999,7104]
["2017-11-06T18:00:00",0,7394]
["2017-11-06T19:00:00",0,7316]
["2017-11-06T20:00:00",0,7095]
["2017-11-06T21:00:00",0,6654]
["2017-11-06T22:00:00",0,6128]
["2017-11-06T23:00:00",0,5629]
["2017-11-07",0,5307]
["2017-11-07T01:00:00",0,5145]
["2017-11-07T02:00:00",0,5138]
["2017-11-07T03:00:00",0,5247]
["2017-11-07T04:00:00",0,5510]
["2017-11-07T05:00:00",0,6178]
["2017-11-07T06:00:00",1.7396099999999999,7173]
["2017-11-07T07:00:00",135.626,7421]
["2017-11-07T08:00:00",534.45600000000002,7240]
["2017-11-07T09:00:00",256.25599999999997,7055]
["2017-11-07T10:00:00",593.38599999999997,6881]
["2017-11-07T11:00:00",628.10299999999995,6695]
["2017-11-07T12:00:00",563.70899999999995,6543]
["2017-11-07T13:00:00",324.67399999999998,6431]
["2017-11-07T14:00:00",104.562,6357]
["2017-11-07T15:00:00",60.459099999999999,6340]
["2017-11-07T16:00:00",23.4817,6466]
["2017-11-07T17:00:00",0,6986]
["2017-11-07T18:00:00",0,7338]
["2017-11-07T19:00:00",0,7295]
["2017-11-07T20:00:00",0,7272]
["2017-11-07T21:00:00",0,7163]
["2017-11-07T22:00:00",0,6928]
["2017-11-07T23:00:00",0,6604]
["2017-11-08",0,6441]
["2017-11-08T01:00:00",0,6419]
["2017-11-08T02:00:00",0,6468]
["2017-11-08T03:00:00",0,6567]
["2017-11-08T04:00:00",0,6809]
["2017-11-08T05:00:00",0,7200]
["2017-11-08T06:00:00",0.89781100000000003,7642]
["2017-11-08T07:00:00",153.59299999999999,7911]
["2017-11-08T08:00:00",546.69899999999996,7885]
["2017-11-08T09:00:00",665.34299999999996,7462]
["2017-11-08T10:00:00",691.255,7027]
["2017-11-08T11:00:00",748.86500000000001,6712]
["2017-11-08T12:00:00",601.452,6459]
["2017-11-08T13:00:00",573.60199999999998,6252]
["2017-11-08T14:00:00",704.66800000000001,6081]
["2017-11-08T15:00:00",410.05200000000002,6073]
["2017-11-08T16:00:00",186.05799999999999,6285]
["2017-11-08T17:00:00",0,6945]
["2017-11-08T18:00:00",0,7176]
["2017-11-08T19:00:00",0,7113]
["2017-11-08T20:00:00",0,6990]
["2017-11-08T21:00:00",0,6750]
["2017-11-08T22:00:00",0,6457]
["2017-11-08T23:00:00",0,6081]
["2017-11-09",0,5755]
["2017-11-09T01:00:00",0,5557]
["2017-11-09T02:00:00",0,5532]
["2017-11-09T03:00:00",0,5527]
["2017-11-09T04:00:00",0,5605]
["2017-11-09T05:00:00",0,5794]
["2017-11-09T06:00:00",4.7616999999999994,6101]
["2017-11-09T07:00:00",320.99900000000002,6432]
["2017-11-09T08:00:00",612.74300000000005,6814]
["2017-11-09T09:00:00",650.73400000000004,6815]
["2017-11-09T10:00:00",783.89099999999996,6573]
["2017-11-09T11:00:00",842.96,6253]
["2017-11-09T12:00:00",779.92399999999998,6146]
["2017-11-09T13:00:00",787.06,6043]
["2017-11-09T14:00:00",741.50699999999995,5935]
["2017-11-09T15:00:00",596.81200000000001,5906]
["2017-11-09T16:00:00",253.51599999999999,6030]
["2017-11-09T17:00:00",3.28512,6720]
["2017-11-09T18:00:00",0,7150]
["2017-11-09T19:00:00",0,7222]
["2017-11-09T20:00:00",0,7176]
["2017-11-09T21:00:00",0,6932]
["2017-11-09T22:00:00",0,6622]
["2017-11-09T23:00:00",0,6290]
["2017-11-10",0,6123]
["2017-11-10T01:00:00",0,6141]
["2017-11-10T02:00:00",0,6197]
["2017-11-10T03:00:00",0,6368]
["2017-11-10T04:00:00",0,6710]
["2017-11-10T05:00:00",0,7402]
["2017-11-10T06:00:00",15.6995,8385]
["2017-11-10T07:00:00",431.101,8458]
["2017-11-10T08:00:00",724.21500000000003,8105]
["2017-11-10T09:00:00",772.60199999999998,7608]
["2017-11-10T10:00:00",836.68499999999995,7243]
["2017-11-10T11:00:00",844.56100000000004,6953]
["2017-11-10T12:00:00",843.96299999999997,6749]
["2017-11-10T13:00:00",765.92200000000003,6629]
["2017-11-10T14:00:00",221.80699999999999,6538]
["2017-11-10T15:00:00",232.81200000000001,6541]
["2017-11-10T16:00:00",341.029,6685]
["2017-11-10T17:00:00",9.9753600000000002,7266]
["2017-11-10T18:00:00",0,7614]
["2017-11-10T19:00:00",0,7521]
["2017-11-10T20:00:00",0,7316]
["2017-11-10T21:00:00",0,7014]
["2017-11-10T22:00:00",0,6562]
["2017-11-10T23:00:00",0,6123]
["2017-11-11",0,5818]
["2017-11-11T01:00:00",0,5680]
["2017-11-11T02:00:00",0,5607]
["2017-11-11T03:00:00",0,5658]
["2017-11-11T04:00:00",0,5793]
["2017-11-11T05:00:00",0,6238]
["2017-11-11T06:00:00",0,6804]
["2017-11-11T07:00:00",26.5397,7120]
["2017-11-11T08:00:00",86.406600000000012,7196]
["2017-11-11T09:00:00",141.054,7100]
["2017-11-11T10:00:00",192.89599999999999,7007]
["2017-11-11T11:00:00",177.20099999999999,6854]
["2017-11-11T12:00:00",177.40899999999999,6724]
["2017-11-11T13:00:00",125.51300000000001,6632]
["2017-11-11T14:00:00",107.527,6570]
["2017-11-11T15:00:00",63.164900000000003,6580]
["2017-11-11T16:00:00",19.9649,6769]
["2017-11-11T17:00:00",0,7237]
["2017-11-11T18:00:00",0,7504]
["2017-11-11T19:00:00",0,7373]
["2017-11-11T20:00:00",0,7131]
["2017-11-11T21:00:00",0,6705]
["2017-11-11T22:00:00",0,6142]
["2017-11-11T23:00:00",0,5672]
["2017-11-12",0,5340]
["2017-11-12T01:00:00",0,5105]
["2017-11-12T02:00:00",0,5049]
["2017-11-12T03:00:00",0,5066]
["2017-11-12T04:00:00",0,5192]
["2017-11-12T05:00:00",0,5716]
["2017-11-12T06:00:00",11.131500000000001,6649]
["2017-11-12T07:00:00",259.88499999999999,6844]
["2017-11-12T08:00:00",650.13400000000001,6756]
["2017-11-12T09:00:00",241.78700000000001,6637]
["2017-11-12T10:00:00",803.63800000000003,6571]
["2017-11-12T11:00:00",765.32500000000005,6587]
["2017-11-12T12:00:00",820.52300000000002,6587]
["2017-11-12T13:00:00",735.38800000000003,6664]
["2017-11-12T14:00:00",487.32299999999998,6739]
["2017-11-12T15:00:00",603.51199999999994,6718]
["2017-11-12T16:00:00",325.649,6733]
["2017-11-12T17:00:00",6.1815600000000002,7156]
["2017-11-12T18:00:00",0,7432]
["2017-11-12T19:00:00",0,7300]
["2017-11-12T20:00:00",0,7086]
["2017-11-12T21:00:00",0,6684]
["2017-11-12T22:00:00",0,6141]
["2017-11-12T23:00:00",0,5645]
["2017-11-13",0,5257]
["2017-11-13T01:00:00",0,5062]
["2017-11-13T02:00:00",0,4976]
["2017-11-13T03:00:00",0,4974]
["2017-11-13T04:00:00",0,5203]
["2017-11-13T05:00:00",0,5685]
["2017-11-13T06:00:00",2.1906099999999999,6618]
["2017-11-13T07:00:00",274.065,6843]
["2017-11-13T08:00:00",517.94600000000003,6838]
["2017-11-13T09:00:00",724.68,6858]
["2017-11-13T10:00:00",742.10799999999995,6878]
["2017-11-13T11:00:00",773.81200000000001,6853]
["2017-11-13T12:00:00",747.77499999999998,6782]
["2017-11-13T13:00:00",729.70299999999997,6756]
["2017-11-13T14:00:00",266.68900000000002,6756]
["2017-11-13T15:00:00",113.453,6834]
["2017-11-13T16:00:00",41.457699999999996,7131]
["2017-11-13T17:00:00",0,7736]
["2017-11-13T18:00:00",0,7936]
["2017-11-13T19:00:00",0,7902]
["2017-11-13T20:00:00",0,7751]
["2017-11-13T21:00:00",0,7447]
["2017-11-13T22:00:00",0,6945]
["2017-11-13T23:00:00",0,6480]
["2017-11-14",0,6200]
["2017-11-14T01:00:00",0,6083]
["2017-11-14T02:00:00",0,6115]
["2017-11-14T03:00:00",0,6201]
["2017-11-14T04:00:00",0,6508]
["2017-11-14T05:00:00",0,7157]
["2017-11-14T06:00:00",0,8214]
["2017-11-14T07:00:00",18.722099999999998,8590]
["2017-11-14T08:00:00",47.759399999999999,8658]
["2017-11-14T09:00:00",78.820399999999992,8682]
["2017-11-14T10:00:00",111.898,8612]
["2017-11-14T11:00:00",132.75899999999999,8373]
["2017-11-14T12:00:00",159.75800000000001,8057]
["2017-11-14T13:00:00",135.97900000000001,7822]
["2017-11-14T14:00:00",97.193699999999993,7685]
["2017-11-14T15:00:00",73.069999999999993,7655]
["2017-11-14T16:00:00",22.049799999999998,8032]
["2017-11-14T17:00:00",0,8933]
["2017-11-14T18:00:00",0,9337]
["2017-11-14T19:00:00",0,9442]
["2017-11-14T20:00:00",0,9462]
["2017-11-14T21:00:00",0,9359]
["2017-11-14T22:00:00",0,9115]
["2017-11-14T23:00:00",0,8831]
["2017-11-15",0,8668]
["2017-11-15T01:00:00",0,8562]
["2017-11-15T02:00:00",0,8611]
["2017-11-15T03:00:00",0,8750]
["2017-11-15T04:00:00",0,8970]
["2017-11-15T05:00:00",0,9306]
["2017-11-15T06:00:00",1.2960799999999999,9615]
["2017-11-15T07:00:00",330.685,9786]
["2017-11-15T08:00:00",705.19500000000005,9671]
["2017-11-15T09:00:00",830.10400000000004,9355]
["2017-11-15T10:00:00",869.54100000000005,8721]
["2017-11-15T11:00:00",880.44200000000001,8152]
["2017-11-15T12:00:00",866.48900000000003,7688]
["2017-11-15T13:00:00",846.851,7338]
["2017-11-15T14:00:00",807.35,7108]
["2017-11-15T15:00:00",679.96299999999997,7055]
["2017-11-15T16:00:00",315.33699999999999,7435]
["2017-11-15T17:00:00",2.0960999999999999,8387]
["2017-11-15T18:00:00",0,8878]
["2017-11-15T19:00:00",0,9051]
["2017-11-15T20:00:00",0,9152]
["2017-11-15T21:00:00",0,9066]
["2017-11-15T22:00:00",0,8879]
["2017-11-15T23:00:00",0,8632]
["2017-11-16",0,8468]
["2017-11-16T01:00:00",0,8381]
["2017-11-16T02:00:00",0,8350]
["2017-11-16T03:00:00",0,8292]
["2017-11-16T04:00:00",0,8188]
["2017-11-16T05:00:00",0,8164]
["2017-11-16T06:00:00",9.6993500000000008,8251]
["2017-11-16T07:00:00",396.44400000000002,8410]
["2017-11-16T08:00:00",701.00699999999995,8654]
["2017-11-16T09:00:00",776.71600000000001,8516]
["2017-11-16T10:00:00",827.59,8072]
["2017-11-16T11:00:00",842.76599999999996,7668]
["2017-11-16T12:00:00",849.548,7439]
["2017-11-16T13:00:00",833.10400000000004,7342]
["2017-11-16T14:00:00",801.56500000000005,7283]
["2017-11-16T15:00:00",704.96,7306]
["2017-11-16T16:00:00",381.16,7589]
["2017-11-16T17:00:00",10.504899999999999,8183]
["2017-11-16T18:00:00",0,8274]
["2017-11-16T19:00:00",0,8202]
["2017-11-16T20:00:00",0,8003]
["2017-11-16T21:00:00",0,7605]
["2017-11-16T22:00:00",0,7104]
["2017-11-16T23:00:00",0,6619]
["2017-11-17",0,6310]
["2017-11-17T01:00:00",0,6147]
["2017-11-17T02:00:00",0,6092]
["2017-11-17T03:00:00",0,6143]
["2017-11-17T04:00:00",0,6338]
["2017-11-17T05:00:00",0,6917]
["2017-11-17T06:00:00",1.2908599999999999,7835]
["2017-11-17T07:00:00",280.61200000000002,7953]
["2017-11-17T08:00:00",657.30100000000004,7784]
["2017-11-17T09:00:00",784.755,7593]
["2017-11-17T10:00:00",828.98800000000006,7376]
["2017-11-17T11:00:00",834.11400000000003,7253]
["2017-11-17T12:00:00",818.96199999999999,7138]
["2017-11-17T13:00:00",792.97400000000005,7123]
["2017-11-17T14:00:00",743.68200000000002,7025]
["2017-11-17T15:00:00",620.50400000000002,6972]
["2017-11-17T16:00:00",268.428,7167]
["2017-11-17T17:00:00",1.2604000000000002,7674]
["2017-11-17T18:00:00",0,7858]
["2017-11-17T19:00:00",0,7760]
["2017-11-17T20:00:00",0,7532]
["2017-11-17T21:00:00",0,7117]
["2017-11-17T22:00:00",0,6709]
["2017-11-17T23:00:00",0,6259]
["2017-11-18",0,6017]
["2017-11-18T01:00:00",0,6045]
["2017-11-18T02:00:00",0,6219]
["2017-11-18T03:00:00",0,6502]
["2017-11-18T04:00:00",0,6927]
["2017-11-18T05:00:00",0,7833]
["2017-11-18T06:00:00",0,9123]
["2017-11-18T07:00:00",111.943,9452]
["2017-11-18T08:00:00",246.172,9073]
["2017-11-18T09:00:00",368.38400000000001,9068]
["2017-11-18T10:00:00",584.11800000000005,8888]
["2017-11-18T11:00:00",511.49099999999999,8584]
["2017-11-18T12:00:00",639.81100000000004,8380]
["2017-11-18T13:00:00",322.58,8362]
["2017-11-18T14:00:00",648.26900000000001,8407]
["2017-11-18T15:00:00",428.06900000000002,8599]
["2017-11-18T16:00:00",166.82499999999999,9064]
["2017-11-18T17:00:00",0,10046]
["2017-11-18T18:00:00",0,10630]
["2017-11-18T19:00:00",0,10848]
["2017-11-18T20:00:00",0,10885]
["2017-11-18T21:00:00",0,10687]
["2017-11-18T22:00:00",0,10261]
["2017-11-18T23:00:00",0,9992]
["2017-11-19",0,9928]
["2017-11-19T01:00:00",0,10052]
["2017-11-19T02:00:00",0,10280]
["2017-11-19T03:00:00",0,10546]
["2017-11-19T04:00:00",0,10990]
["2017-11-19T05:00:00",0,11731]
["2017-11-19T06:00:00",7.2091199999999995,12440]
["2017-11-19T07:00:00",260.08100000000002,12486]
["2017-11-19T08:00:00",622.13800000000003,11786]
["2017-11-19T09:00:00",787.03800000000001,10794]
["2017-11-19T10:00:00",820.48900000000003,9917]
["2017-11-19T11:00:00",809.61699999999996,9241]
["2017-11-19T12:00:00",804.94200000000001,8698]
["2017-11-19T13:00:00",805.495,8356]
["2017-11-19T14:00:00",748.43100000000004,8132]
["2017-11-19T15:00:00",674.35799999999995,8198]
["2017-11-19T16:00:00",375.78699999999998,8692]
["2017-11-19T17:00:00",10.8043,9788]
["2017-11-19T18:00:00",0,10378]
["2017-11-19T19:00:00",0,10482]
["2017-11-19T20:00:00",0,10352]
["2017-11-19T21:00:00",0,10003]
["2017-11-19T22:00:00",0,9420]
["2017-11-19T23:00:00",0,8903]
["2017-11-20",0,8626]
["2017-11-20T01:00:00",0,8575]
["2017-11-20T02:00:00",0,8616]
["2017-11-20T03:00:00",0,8727]
["2017-11-20T04:00:00",0,9054]
["2017-11-20T05:00:00",0,9716]
["2017-11-20T06:00:00",1.2912000000000001,10707]
["2017-11-20T07:00:00",168.98599999999999,10756]
["2017-11-20T08:00:00",202.08099999999999,10050]
["2017-11-20T09:00:00",349.22699999999998,9192]
["2017-11-20T10:00:00",260.334,8502]
["2017-11-20T11:00:00",554.97799999999995,7894]
["2017-11-20T12:00:00",291.16199999999998,7463]
["2017-11-20T13:00:00",398.25799999999998,7180]
["2017-11-20T14:00:00",261.97800000000001,7035]
["2017-11-20T15:00:00",121.426,6976]
["2017-11-20T16:00:00",76.382499999999993,7298]
["2017-11-20T17:00:00",0,8071]
["2017-11-20T18:00:00",0,8483]
["2017-11-20T19:00:00",0,8616]
["2017-11-20T20:00:00",0,8607]
["2017-11-20T21:00:00",0,8350]
["2017-11-20T22:00:00",0,7879]
["2017-11-20T23:00:00",0,7401]
["2017-11-21",0,7165]
["2017-11-21T01:00:00",0,7140]
["2017-11-21T02:00:00",0,7228]
["2017-11-21T03:00:00",0,7444]
["2017-11-21T04:00:00",0,7857]
["2017-11-21T05:00:00",0,8600]
["2017-11-21T06:00:00",0,9733]
["2017-11-21T07:00:00",34.102699999999999,9914]
["2017-11-21T08:00:00",83.891199999999998,9350]
["2017-11-21T09:00:00",582.48199999999997,8706]
["2017-11-21T10:00:00",527.69000000000005,8206]
["2017-11-21T11:00:00",766.25,7796]
["2017-11-21T12:00:00",809.48199999999997,7428]
["2017-11-21T13:00:00",813.74599999999998,7207]
["2017-11-21T14:00:00",786.74300000000005,7092]
["2017-11-21T15:00:00",657.77800000000002,7120]
["2017-11-21T16:00:00",315.661,7487]
["2017-11-21T17:00:00",2.9204899999999996,8396]
["2017-11-21T18:00:00",0,8940]
["2017-11-21T19:00:00",0,9090]
["2017-11-21T20:00:00",0,9197]
["2017-11-21T21:00:00",0,9198]
["2017-11-21T22:00:00",0,9008]
["2017-11-21T23:00:00",0,8748]
["2017-11-22",0,8607]
["2017-11-22T01:00:00",0,8601]
["2017-11-22T02:00:00",0,8759]
["2017-11-22T03:00:00",0,8941]
["2017-11-22T04:00:00",0,9261]
["2017-11-22T05:00:00",0,9704]
["2017-11-22T06:00:00",0,10239]
["2017-11-22T07:00:00",166.256,10586]
["2017-11-22T08:00:00",557.38599999999997,10266]
["2017-11-22T09:00:00",725.14599999999996,9362]
["2017-11-22T10:00:00",780.7,8473]
["2017-11-22T11:00:00",809.33600000000001,7791]
["2017-11-22T12:00:00",803.14400000000001,7295]
["2017-11-22T13:00:00",771.67100000000005,6881]
["2017-11-22T14:00:00",701.69,6628]
["2017-11-22T15:00:00",551.35599999999999,6592]
["2017-11-22T16:00:00",177.364,6859]
["2017-11-22T17:00:00",0,7768]
["2017-11-22T18:00:00",0,8171]
["2017-11-22T19:00:00",0,8309]
["2017-11-22T20:00:00",0,8340]
["2017-11-22T21:00:00",0,8236]
["2017-11-22T22:00:00",0,7922]
["2017-11-22T23:00:00",0,7469]
["2017-11-23",0,7172]
["2017-11-23T01:00:00",0,7007]
["2017-11-23T02:00:00",0,6859]
["2017-11-23T03:00:00",0,6788]
["2017-11-23T04:00:00",0,6762]
["2017-11-23T05:00:00",0,6842]
["2017-11-23T06:00:00",0,7057]
["2017-11-23T07:00:00",320.84100000000001,7338]
["2017-11-23T08:00:00",397.666,7711]
["2017-11-23T09:00:00",745.74599999999998,7778]
["2017-11-23T10:00:00",772.87699999999995,7616]
["2017-11-23T11:00:00",761.90899999999999,7356]
["2017-11-23T12:00:00",782.45600000000002,7221]
["2017-11-23T13:00:00",734.43200000000002,7104]
["2017-11-23T14:00:00",774.00400000000002,6983]
["2017-11-23T15:00:00",560.92700000000002,6889]
["2017-11-23T16:00:00",45.014699999999998,7023]
["2017-11-23T17:00:00",0.42335800000000001,7512]
["2017-11-23T18:00:00",0,7540]
["2017-11-23T19:00:00",0,7372]
["2017-11-23T20:00:00",0,7140]
["2017-11-23T21:00:00",0,6693]
["2017-11-23T22:00:00",0,6183]
["2017-11-23T23:00:00",0,5642]
["2017-11-24",0,5285]
["2017-11-24T01:00:00",0,5038]
["2017-11-24T02:00:00",0,4941]
["2017-11-24T03:00:00",0,4919]
["2017-11-24T04:00:00",0,5079]
["2017-11-24T05:00:00",0,5556]
["2017-11-24T06:00:00",0,6439]
["2017-11-24T07:00:00",36.747800000000005,6726]
["2017-11-24T08:00:00",157.887,6713]
["2017-11-24T09:00:00",319.608,6741]
["2017-11-24T10:00:00",662.16399999999999,6782]
["2017-11-24T11:00:00",438.35199999999998,6746]
["2017-11-24T12:00:00",482.21,6734]
["2017-11-24T13:00:00",184.309,6724]
["2017-11-24T14:00:00",133.23599999999999,6692]
["2017-11-24T15:00:00",78.043300000000002,6681]
["2017-11-24T16:00:00",20.207999999999998,6822]
["2017-11-24T17:00:00",0,7368]
["2017-11-24T18:00:00",0,7566]
["2017-11-24T19:00:00",0,7484]
["2017-11-24T20:00:00",0,7278]
["2017-11-24T21:00:00",0,6838]
["2017-11-24T22:00:00",0,6378]
["2017-11-24T23:00:00",0,5749]
["2017-11-25",0,5288]
["2017-11-25T01:00:00",0,5072]
["2017-11-25T02:00:00",0,4948]
["2017-11-25T03:00:00",0,4930]
["2017-11-25T04:00:00",0,5067]
["2017-11-25T05:00:00",0,5536]
["2017-11-25T06:00:00",0,6448]
["2017-11-25T07:00:00",17.204499999999999,6769]
["2017-11-25T08:00:00",48.448599999999999,6806]
["2017-11-25T09:00:00",283.73,6871]
["2017-11-25T10:00:00",788.45699999999999,6943]
["2017-11-25T11:00:00",793.774,6883]
["2017-11-25T12:00:00",795.68200000000002,6797]
["2017-11-25T13:00:00",789.35799999999995,6723]
["2017-11-25T14:00:00",739.76900000000001,6681]
["2017-11-25T15:00:00",607.03700000000003,6710]
["2017-11-25T16:00:00",242.51900000000001,6958]
["2017-11-25T17:00:00",0.43667500000000004,7419]
["2017-11-25T18:00:00",0,7527]
["2017-11-25T19:00:00",0,7461]
["2017-11-25T20:00:00",0,7321]
["2017-11-25T21:00:00",0,7038]
["2017-11-25T22:00:00",0,6584]
["2017-11-25T23:00:00",0,6076]
["2017-11-26",0,5702]
["2017-11-26T01:00:00",0,5516]
["2017-11-26T02:00:00",0,5425]
["2017-11-26T03:00:00",0,5445]
["2017-11-26T04:00:00",0,5592]
["2017-11-26T05:00:00",0,6032]
["2017-11-26T06:00:00",0,6723]
["2017-11-26T07:00:00",211.60300000000001,7268]
["2017-11-26T08:00:00",530.346,7616]
["2017-11-26T09:00:00",664.995,7849]
["2017-11-26T10:00:00",668.26300000000003,7997]
["2017-11-26T11:00:00",732.36500000000001,7982]
["2017-11-26T12:00:00",727.62199999999996,7927]
["2017-11-26T13:00:00",686.447,7903]
["2017-11-26T14:00:00",661.08100000000002,7830]
["2017-11-26T15:00:00",554.65099999999995,7753]
["2017-11-26T16:00:00",226.02199999999999,7921]
["2017-11-26T17:00:00",0.429259,8450]
["2017-11-26T18:00:00",0,8617]
["2017-11-26T19:00:00",0,8572]
["2017-11-26T20:00:00",0,8486]
["2017-11-26T21:00:00",0,8301]
["2017-11-26T22:00:00",0,8007]
["2017-11-26T23:00:00",0,7589]
["2017-11-27",0,7262]
["2017-11-27T01:00:00",0,6960]
["2017-11-27T02:00:00",0,6847]
["2017-11-27T03:00:00",0,6823]
["2017-11-27T04:00:00",0,6877]
["2017-11-27T05:00:00",0,7067]
["2017-11-27T06:00:00",0,7444]
["2017-11-27T07:00:00",279.875,7726]
["2017-11-27T08:00:00",497.21899999999999,8060]
["2017-11-27T09:00:00",655.59799999999996,8143]
["2017-11-27T10:00:00",694.298,8033]
["2017-11-27T11:00:00",642.13,7813]
["2017-11-27T12:00:00",669.43899999999996,7447]
["2017-11-27T13:00:00",629.73400000000004,6984]
["2017-11-27T14:00:00",554.68700000000001,6658]
["2017-11-27T15:00:00",333.18599999999998,6471]
["2017-11-27T16:00:00",146.923,6521]
["2017-11-27T17:00:00",0.85562800000000006,7043]
["2017-11-27T18:00:00",0,7365]
["2017-11-27T19:00:00",0,7495]
["2017-11-27T20:00:00",0,7655]
["2017-11-27T21:00:00",0,7752]
["2017-11-27T22:00:00",0,7698]
["2017-11-27T23:00:00",0,7586]
["2017-11-28",0,7546]
["2017-11-28T01:00:00",0,7593]
["2017-11-28T02:00:00",0,7724]
["2017-11-28T03:00:00",0,7892]
["2017-11-28T04:00:00",0,8182]
["2017-11-28T05:00:00",0,8638]
["2017-11-28T06:00:00",0,9140]
["2017-11-28T07:00:00",194.749,9442]
["2017-11-28T08:00:00",575.31399999999996,9304]
["2017-11-28T09:00:00",573.80200000000002,8860]
["2017-11-28T10:00:00",743.98400000000004,8381]
["2017-11-28T11:00:00",735.98199999999997,7914]
["2017-11-28T12:00:00",693.572,7456]
["2017-11-28T13:00:00",695.09199999999998,7098]
["2017-11-28T14:00:00",640.80899999999997,6870]
["2017-11-28T15:00:00",493.65100000000001,6887]
["2017-11-28T16:00:00",210.476,7357]
["2017-11-28T17:00:00",0.84083399999999997,8347]
["2017-11-28T18:00:00",0,8860]
["2017-11-28T19:00:00",0,9108]
["2017-11-28T20:00:00",0,9289]
["2017-11-28T21:00:00",0,9337]
["2017-11-28T22:00:00",0,9193]
["2017-11-28T23:00:00",0,9003]
["2017-11-29",0,8868]
["2017-11-29T01:00:00",0,8776]
["2017-11-29T02:00:00",0,8844]
["2017-11-29T03:00:00",0,8914]
["2017-11-29T04:00:00",0,9049]
["2017-11-29T05:00:00",0,9268]
["2017-11-29T06:00:00",0,9573]
["2017-11-29T07:00:00",13.358600000000001,9746]
["2017-11-29T08:00:00",42.858499999999999,9633]
["2017-11-29T09:00:00",79.981800000000007,8969]
["2017-11-29T10:00:00",103.04900000000001,8221]
["2017-11-29T11:00:00",126.91200000000001,7638]
["2017-11-29T12:00:00",129.03,7139]
["2017-11-29T13:00:00",106.896,6758]
["2017-11-29T14:00:00",70.403300000000002,6528]
["2017-11-29T15:00:00",38.883300000000006,6537]
["2017-11-29T16:00:00",80.198599999999999,6847]
["2017-11-29T17:00:00",0,7723]
["2017-11-29T18:00:00",0,8113]
["2017-11-29T19:00:00",0,8247]
["2017-11-29T20:00:00",0,8305]
["2017-11-29T21:00:00",0,8205]
["2017-11-29T22:00:00",0,7960]
["2017-11-29T23:00:00",0,7641]
["2017-11-30",0,7423]
["2017-11-30T01:00:00",0,7288]
["2017-11-30T02:00:00",0,7258]
["2017-11-30T03:00:00",0,7325]
["2017-11-30T04:00:00",0,7448]
["2017-11-30T05:00:00",0,7690]
["2017-11-30T06:00:00",0,8042]
["2017-11-30T07:00:00",199.102,8308]
["2017-11-30T08:00:00",504.101,8262]
["2017-11-30T09:00:00",599.91499999999996,7742]
["2017-11-30T10:00:00",773.12,7110]
["2017-11-30T11:00:00",717.30100000000004,6583]
["2017-11-30T12:00:00",752.17499999999995,6244]
["2017-11-30T13:00:00",553.43600000000004,6056]
["2017-11-30T14:00:00",680.44799999999998,5917]
["2017-11-30T15:00:00",520.66399999999999,5868]
["2017-11-30T16:00:00",206.71199999999999,6059]
["2017-11-30T17:00:00",0,6855]
["2017-11-30T18:00:00",0,7212]
["2017-11-30T19:00:00",0,7257]
["2017-11-30T20:00:00",0,7166]
["2017-11-30T21:00:00",0,6844]
["2017-11-30T22:00:00",0,6442]
["2017-11-30T23:00:00",0,6032]
["2017-12-01",0,5769]
["2017-12-01T01:00:00",0,5669]
["2017-12-01T02:00:00",0,5723]
["2017-12-01T03:00:00",0,5867]
["2017-12-01T04:00:00",0,6150]
["2017-12-01T05:00:00",0,6813]
["2017-12-01T06:00:00",0,7896]
["2017-12-01T07:00:00",0,8089]
["2017-12-01T08:00:00",652.68200000000002,7755]
["2017-12-01T09:00:00",780.73299999999995,7281]
["2017-12-01T10:00:00",767.55499999999995,6967]
["2017-12-01T11:00:00",743.68200000000002,6712]
["2017-12-01T12:00:00",747.98199999999997,6565]
["2017-12-01T13:00:00",756.98699999999997,6448]
["2017-12-01T14:00:00",686.65300000000002,6383]
["2017-12-01T15:00:00",646.71699999999998,6388]
["2017-12-01T16:00:00",281.42500000000001,6509]
["2017-12-01T17:00:00",0,7169]
["2017-12-01T18:00:00",0,7517]
["2017-12-01T19:00:00",0,7507]
["2017-12-01T20:00:00",0,7389]
["2017-12-01T21:00:00",0,7058]
["2017-12-01T22:00:00",0,6624]
["2017-12-01T23:00:00",0,6099]
["2017-12-02",0,5748]
["2017-12-02T01:00:00",0,5640]
["2017-12-02T02:00:00",0,5611]
["2017-12-02T03:00:00",0,5661]
["2017-12-02T04:00:00",0,5899]
["2017-12-02T05:00:00",0,6480]
["2017-12-02T06:00:00",0,7444]
["2017-12-02T07:00:00",0,7804]
["2017-12-02T08:00:00",425.12400000000002,7630]
["2017-12-02T09:00:00",123.771,7546]
["2017-12-02T10:00:00",73.80810000000001,7444]
["2017-12-02T11:00:00",89.270099999999999,7293]
["2017-12-02T12:00:00",99.460700000000003,7170]
["2017-12-02T13:00:00",103.05200000000001,7081]
["2017-12-02T14:00:00",53.527099999999997,7037]
["2017-12-02T15:00:00",57.837800000000001,7079]
["2017-12-02T16:00:00",13.7925,7373]
["2017-12-02T17:00:00",0,8028]
["2017-12-02T18:00:00",0,8256]
["2017-12-02T19:00:00",0,8175]
["2017-12-02T20:00:00",0,8047]
["2017-12-02T21:00:00",0,7652]
["2017-12-02T22:00:00",0,7094]
["2017-12-02T23:00:00",0,6571]
["2017-12-03",0,6143]
["2017-12-03T01:00:00",0,5938]
["2017-12-03T02:00:00",0,5845]
["2017-12-03T03:00:00",0,5869]
["2017-12-03T04:00:00",0,6025]
["2017-12-03T05:00:00",0,6552]
["2017-12-03T06:00:00",0,7501]
["2017-12-03T07:00:00",0,7704]
["2017-12-03T08:00:00",28.184699999999999,7558]
["2017-12-03T09:00:00",47.805800000000005,7447]
["2017-12-03T10:00:00",76.6905,7347]
["2017-12-03T11:00:00",92.351799999999997,7164]
["2017-12-03T12:00:00",95.817800000000005,6974]
["2017-12-03T13:00:00",81.037199999999999,6835]
["2017-12-03T14:00:00",59.936999999999998,6715]
["2017-12-03T15:00:00",121.97,6664]
["2017-12-03T16:00:00",66.30980000000001,6846]
["2017-12-03T17:00:00",0,7596]
["2017-12-03T18:00:00",0,7836]
["2017-12-03T19:00:00",0,7801]
["2017-12-03T20:00:00",0,7653]
["2017-12-03T21:00:00",0,7342]
["2017-12-03T22:00:00",0,6826]
["2017-12-03T23:00:00",0,6268]
["2017-12-04",0,5837]
["2017-12-04T01:00:00",0,5649]
["2017-12-04T02:00:00",0,5592]
["2017-12-04T03:00:00",0,5625]
["2017-12-04T04:00:00",0,5820]
["2017-12-04T05:00:00",0,6405]
["2017-12-04T06:00:00",0,7399]
["2017-12-04T07:00:00",0,7711]
["2017-12-04T08:00:00",275.976,7593]
["2017-12-04T09:00:00",358.96800000000002,7484]
["2017-12-04T10:00:00",404.53800000000001,7310]
["2017-12-04T11:00:00",452.30399999999997,7114]
["2017-12-04T12:00:00",595.19200000000001,6895]
["2017-12-04T13:00:00",658.06700000000001,6808]
["2017-12-04T14:00:00",594.89700000000005,6705]
["2017-12-04T15:00:00",510.31099999999998,6743]
["2017-12-04T16:00:00",253.25700000000001,7073]
["2017-12-04T17:00:00",0,7844]
["2017-12-04T18:00:00",0,8158]
["2017-12-04T19:00:00",0,8173]
["2017-12-04T20:00:00",0,8110]
["2017-12-04T21:00:00",0,7839]
["2017-12-04T22:00:00",0,7345]
["2017-12-04T23:00:00",0,6833]
["2017-12-05",0,6386]
["2017-12-05T01:00:00",0,6289]
["2017-12-05T02:00:00",0,6266]
["2017-12-05T03:00:00",0,6294]
["2017-12-05T04:00:00",0,6523]
["2017-12-05T05:00:00",0,7078]
["2017-12-05T06:00:00",0,8019]
["2017-12-05T07:00:00",0,8247]
["2017-12-05T08:00:00",532.25300000000004,8007]
["2017-12-05T09:00:00",686.173,7740]
["2017-12-05T10:00:00",710.2,7625]
["2017-12-05T11:00:00",749.12,7230]
["2017-12-05T12:00:00",730.18399999999997,7001]
["2017-12-05T13:00:00",760.98800000000006,6866]
["2017-12-05T14:00:00",757.69600000000003,6829]
["2017-12-05T15:00:00",603.03399999999999,6663]
["2017-12-05T16:00:00",220.99600000000001,7045]
["2017-12-05T17:00:00",0,7705]
["2017-12-05T18:00:00",0,7777]
["2017-12-05T19:00:00",0,7693]
["2017-12-05T20:00:00",0,7601]
["2017-12-05T21:00:00",0,7368]
["2017-12-05T22:00:00",0,6995]
["2017-12-05T23:00:00",0,6540]
["2017-12-06",0,6135]
["2017-12-06T01:00:00",0,5906]
["2017-12-06T02:00:00",0,5807]
["2017-12-06T03:00:00",0,5751]
["2017-12-06T04:00:00",0,5788]
["2017-12-06T05:00:00",0,5966]
["2017-12-06T06:00:00",0,6290]
["2017-12-06T07:00:00",0,6572]
["2017-12-06T08:00:00",304.01400000000001,6901]
["2017-12-06T09:00:00",94.688199999999995,7065]
["2017-12-06T10:00:00",190.012,7031]
["2017-12-06T11:00:00",277.91699999999997,6894]
["2017-12-06T12:00:00",506.01,6760]
["2017-12-06T13:00:00",354.77,6629]
["2017-12-06T14:00:00",491.79599999999999,6532]
["2017-12-06T15:00:00",216.36600000000001,6492]
["2017-12-06T16:00:00",127.925,6756]
["2017-12-06T17:00:00",0,7239]
["2017-12-06T18:00:00",0,7247]
["2017-12-06T19:00:00",0,7097]
["2017-12-06T20:00:00",0,6906]
["2017-12-06T21:00:00",0,6689]
["2017-12-06T22:00:00",0,6358]
["2017-12-06T23:00:00",0,5981]
["2017-12-07",0,5590]
["2017-12-07T01:00:00",0,5404]
["2017-12-07T02:00:00",0,5371]
["2017-12-07T03:00:00",0,5460]
["2017-12-07T04:00:00",0,5612]
["2017-12-07T05:00:00",0,5923]
["2017-12-07T06:00:00",0,6381]
["2017-12-07T07:00:00",0,6878]
["2017-12-07T08:00:00",538.63400000000001,7457]
["2017-12-07T09:00:00",759.52,7675]
["2017-12-07T10:00:00",776.51599999999996,7487]
["2017-12-07T11:00:00",798.64400000000001,7181]
["2017-12-07T12:00:00",784.75199999999995,7005]
["2017-12-07T13:00:00",783.99900000000002,6838]
["2017-12-07T14:00:00",740.81399999999996,6738]
["2017-12-07T15:00:00",613.10199999999998,6804]
["2017-12-07T16:00:00",297.96600000000001,7192]
["2017-12-07T17:00:00",0,8109]
["2017-12-07T18:00:00",0,8525]
["2017-12-07T19:00:00",0,8707]
["2017-12-07T20:00:00",0,8700]
["2017-12-07T21:00:00",0,8468]
["2017-12-07T22:00:00",0,8099]
["2017-12-07T23:00:00",0,7678]
["2017-12-08",0,7433]
["2017-12-08T01:00:00",0,7335]
["2017-12-08T02:00:00",0,7313]
["2017-12-08T03:00:00",0,7416]
["2017-12-08T04:00:00",0,7588]
["2017-12-08T05:00:00",0,8327]
["2017-12-08T06:00:00",0,9295]
["2017-12-08T07:00:00",0,9518]
["2017-12-08T08:00:00",549.38,9267]
["2017-12-08T09:00:00",767.61500000000001,8988]
["2017-12-08T10:00:00",782.50900000000001,8607]
["2017-12-08T11:00:00",799.63,8286]
["2017-12-08T12:00:00",767.59199999999998,8109]
["2017-12-08T13:00:00",771.86800000000005,8064]
["2017-12-08T14:00:00",707.85500000000002,8069]
["2017-12-08T15:00:00",600.24699999999996,8215]
["2017-12-08T16:00:00",257.17599999999999,8615]
["2017-12-08T17:00:00",0,9336]
["2017-12-08T18:00:00",0,9461]
["2017-12-08T19:00:00",0,9469]
["2017-12-08T20:00:00",0,9277]
["2017-12-08T21:00:00",0,8881]
["2017-12-08T22:00:00",0,8275]
["2017-12-08T23:00:00",0,7732]
["2017-12-09",0,7355]
["2017-12-09T01:00:00",0,7245]
["2017-12-09T02:00:00",0,7261]
["2017-12-09T03:00:00",0,7347]
["2017-12-09T04:00:00",0,7597]
["2017-12-09T05:00:00",0,8268]
["2017-12-09T06:00:00",0,9249]
["2017-12-09T07:00:00",0,9522]
["2017-12-09T08:00:00",617.31700000000001,9360]
["2017-12-09T09:00:00",737.28700000000003,9197]
["2017-12-09T10:00:00",736.73400000000004,9058]
["2017-12-09T11:00:00",733.51099999999997,8870]
["2017-12-09T12:00:00",471.51900000000001,8651]
["2017-12-09T13:00:00",695.26300000000003,8486]
["2017-12-09T14:00:00",733.53200000000004,8373]
["2017-12-09T15:00:00",595.61,8430]
["2017-12-09T16:00:00",68.042500000000004,8739]
["2017-12-09T17:00:00",0,9403]
["2017-12-09T18:00:00",0,9513]
["2017-12-09T19:00:00",0,9423]
["2017-12-09T20:00:00",0,9215]
["2017-12-09T21:00:00",0,8788]
["2017-12-09T22:00:00",0,8124]
["2017-12-09T23:00:00",0,7517]
["2017-12-10",0,7175]
["2017-12-10T01:00:00",0,7070]
["2017-12-10T02:00:00",0,7102]
["2017-12-10T03:00:00",0,7211]
["2017-12-10T04:00:00",0,7567]
["2017-12-10T05:00:00",0,8305]
["2017-12-10T06:00:00",0,9382]
["2017-12-10T07:00:00",0,9624]
["2017-12-10T08:00:00",44.28,9279]
["2017-12-10T09:00:00",47.571300000000001,8670]
["2017-12-10T10:00:00",67.877600000000001,8171]
["2017-12-10T11:00:00",89.793300000000002,7857]
["2017-12-10T12:00:00",181.53299999999999,7603]
["2017-12-10T13:00:00",104.291,7574]
["2017-12-10T14:00:00",115.523,7574]
["2017-12-10T15:00:00",167.46,7715]
["2017-12-10T16:00:00",11.0893,8092]
["2017-12-10T17:00:00",0,9040]
["2017-12-10T18:00:00",0,9442]
["2017-12-10T19:00:00",0,9521]
["2017-12-10T20:00:00",0,9527]
["2017-12-10T21:00:00",0,9309]
["2017-12-10T22:00:00",0,8865]
["2017-12-10T23:00:00",0,8419]
["2017-12-11",0,8246]
["2017-12-11T01:00:00",0,8315]
["2017-12-11T02:00:00",0,8469]
["2017-12-11T03:00:00",0,8678]
["2017-12-11T04:00:00",0,9104]
["2017-12-11T05:00:00",0,9812]
["2017-12-11T06:00:00",0,10778]
["2017-12-11T07:00:00",59.120800000000003,11021]
["2017-12-11T08:00:00",268.762,10672]
["2017-12-11T09:00:00",94.423500000000004,9876]
["2017-12-11T10:00:00",257.23099999999999,9223]
["2017-12-11T11:00:00",108.536,8675]
["2017-12-11T12:00:00",170.41200000000001,8180]
["2017-12-11T13:00:00",84.114999999999995,7824]
["2017-12-11T14:00:00",107.401,7640]
["2017-12-11T15:00:00",50.829699999999995,7648]
["2017-12-11T16:00:00",10.9253,8085]
["2017-12-11T17:00:00",0,9162]
["2017-12-11T18:00:00",0,9753]
["2017-12-11T19:00:00",0,10047]
["2017-12-11T20:00:00",0,10241]
["2017-12-11T21:00:00",0,10148]
["2017-12-11T22:00:00",0,9705]
["2017-12-11T23:00:00",0,9256]
["2017-12-12",0,9019]
["2017-12-12T01:00:00",0,8962]
["2017-12-12T02:00:00",0,9044]
["2017-12-12T03:00:00",0,9178]
["2017-12-12T04:00:00",0,9500]
["2017-12-12T05:00:00",0,10202]
["2017-12-12T06:00:00",0,11092]
["2017-12-12T07:00:00",27.567,11252]
["2017-12-12T08:00:00",183.21700000000001,10793]
["2017-12-12T09:00:00",427.435,9836]
["2017-12-12T10:00:00",250.46700000000001,8966]
["2017-12-12T11:00:00",699.096,8282]
["2017-12-12T12:00:00",568.95299999999997,7782]
["2017-12-12T13:00:00",440.86500000000001,7424]
["2017-12-12T14:00:00",391.74400000000003,7198]
["2017-12-12T15:00:00",303.88400000000001,7143]
["2017-12-12T16:00:00",191.614,7440]
["2017-12-12T17:00:00",0,8345]
["2017-12-12T18:00:00",0,8773]
["2017-12-12T19:00:00",0,8944]
["2017-12-12T20:00:00",0,9056]
["2017-12-12T21:00:00",0,9031]
["2017-12-12T22:00:00",0,8785]
["2017-12-12T23:00:00",0,8433]
["2017-12-13",0,8166]
["2017-12-13T01:00:00",0,8126]
["2017-12-13T02:00:00",0,8114]
["2017-12-13T03:00:00",0,8251]
["2017-12-13T04:00:00",0,8509]
["2017-12-13T05:00:00",0,8910]
["2017-12-13T06:00:00",0,9430]
["2017-12-13T07:00:00",117.866,9860]
["2017-12-13T08:00:00",549.99900000000002,9823]
["2017-12-13T09:00:00",602.85199999999998,9049]
["2017-12-13T10:00:00",796.39499999999998,8234]
["2017-12-13T11:00:00",719.24900000000002,7568]
["2017-12-13T12:00:00",335.363,7052]
["2017-12-13T13:00:00",109.878,6724]
["2017-12-13T14:00:00",58.6068,6526]
["2017-12-13T15:00:00",29.828099999999999,6443]
["2017-12-13T16:00:00",34.137500000000003,6674]
["2017-12-13T17:00:00",0,7591]
["2017-12-13T18:00:00",0,7989]
["2017-12-13T19:00:00",0,8121]
["2017-12-13T20:00:00",0,8268]
["2017-12-13T21:00:00",0,8275]
["2017-12-13T22:00:00",0,8130]
["2017-12-13T23:00:00",0,7847]
["2017-12-14",0,7727]
["2017-12-14T01:00:00",0,7685]
["2017-12-14T02:00:00",0,7710]
["2017-12-14T03:00:00",0,7819]
["2017-12-14T04:00:00",0,7967]
["2017-12-14T05:00:00",0,8333]
["2017-12-14T06:00:00",0,8772]
["2017-12-14T07:00:00",3.39838,9234]
["2017-12-14T08:00:00",81.277899999999988,9378]
["2017-12-14T09:00:00",46.7712,8733]
["2017-12-14T10:00:00",73.128,7952]
["2017-12-14T11:00:00",120.97,7260]
["2017-12-14T12:00:00",98.383899999999997,6910]
["2017-12-14T13:00:00",73.224500000000006,6646]
["2017-12-14T14:00:00",52.4694,6397]
["2017-12-14T15:00:00",51.680699999999995,6381]
["2017-12-14T16:00:00",19.317599999999999,6649]
["2017-12-14T17:00:00",0,7687]
["2017-12-14T18:00:00",0,8217]
["2017-12-14T19:00:00",0,8494]
["2017-12-14T20:00:00",0,8616]
["2017-12-14T21:00:00",0,8503]
["2017-12-14T22:00:00",0,8193]
["2017-12-14T23:00:00",0,7896]
["2017-12-15",0,7722]
["2017-12-15T01:00:00",0,7756]
["2017-12-15T02:00:00",0,7895]
["2017-12-15T03:00:00",0,8134]
["2017-12-15T04:00:00",0,8565]
["2017-12-15T05:00:00",0,9351]
["2017-12-15T06:00:00",0,10517]
["2017-12-15T07:00:00",2.5413600000000001,10791]
["2017-12-15T08:00:00",45.508199999999995,10209]
["2017-12-15T09:00:00",52.576000000000001,9167]
["2017-12-15T10:00:00",712.14400000000001,8311]
["2017-12-15T11:00:00",782.10599999999999,7721]
["2017-12-15T12:00:00",778.27499999999998,7268]
["2017-12-15T13:00:00",743.99,6644]
["2017-12-15T14:00:00",713.80499999999995,6852]
["2017-12-15T15:00:00",508.27699999999999,6784]
["2017-12-15T16:00:00",305.49599999999998,7089]
["2017-12-15T17:00:00",0,8022]
["2017-12-15T18:00:00",0,8514]
["2017-12-15T19:00:00",0,8676]
["2017-12-15T20:00:00",0,8723]
["2017-12-15T21:00:00",0,8561]
["2017-12-15T22:00:00",0,8100]
["2017-12-15T23:00:00",0,7669]
["2017-12-16",0,7408]
["2017-12-16T01:00:00",0,7390]
["2017-12-16T02:00:00",0,7452]
["2017-12-16T03:00:00",0,7561]
["2017-12-16T04:00:00",0,7825]
["2017-12-16T05:00:00",0,8506]
["2017-12-16T06:00:00",0,9447]
["2017-12-16T07:00:00",1.70828,9546]
["2017-12-16T08:00:00",46.3504,8968]
["2017-12-16T09:00:00",150.917,8371]
["2017-12-16T10:00:00",205.982,7968]
["2017-12-16T11:00:00",191.41499999999999,7694]
["2017-12-16T12:00:00",145.65100000000001,7534]
["2017-12-16T13:00:00",147.17699999999999,7465]
["2017-12-16T14:00:00",154.935,7345]
["2017-12-16T15:00:00",98.595100000000002,7350]
["2017-12-16T16:00:00",82.710399999999993,7539]
["2017-12-16T17:00:00",0,8185]
["2017-12-16T18:00:00",0,8425]
["2017-12-16T19:00:00",0,8344]
["2017-12-16T20:00:00",0,8184]
["2017-12-16T21:00:00",0,7836]
["2017-12-16T22:00:00",0,7315]
["2017-12-16T23:00:00",0,6770]
["2017-12-17",0,6415]
["2017-12-17T01:00:00",0,6339]
["2017-12-17T02:00:00",0,6373]
["2017-12-17T03:00:00",0,6497]
["2017-12-17T04:00:00",0,6819]
["2017-12-17T05:00:00",0,7528]
["2017-12-17T06:00:00",0,8583]
["2017-12-17T07:00:00",1.6308699999999998,8890]
["2017-12-17T08:00:00",45.641400000000004,8531]
["2017-12-17T09:00:00",101.854,8000]
["2017-12-17T10:00:00",698.60799999999995,7579]
["2017-12-17T11:00:00",126.127,7223]
["2017-12-17T12:00:00",104.61499999999999,6915]
["2017-12-17T13:00:00",349.00900000000001,6791]
["2017-12-17T14:00:00",457.48099999999999,6674]
["2017-12-17T15:00:00",651.65,6669]
["2017-12-17T16:00:00",365.964,6980]
["2017-12-17T17:00:00",0,7897]
["2017-12-17T18:00:00",0,8384]
["2017-12-17T19:00:00",0,8464]
["2017-12-17T20:00:00",0,8477]
["2017-12-17T21:00:00",0,8283]
["2017-12-17T22:00:00",0,7820]
["2017-12-17T23:00:00",0,7331]
["2017-12-18",0,7062]
["2017-12-18T01:00:00",0,7031]
["2017-12-18T02:00:00",0,7119]
["2017-12-18T03:00:00",0,7331]
["2017-12-18T04:00:00",0,7683]
["2017-12-18T05:00:00",0,8435]
["2017-12-18T06:00:00",0,9595]
["2017-12-18T07:00:00",127.33799999999999,9883]
["2017-12-18T08:00:00",622.63199999999995,9472]
["2017-12-18T09:00:00",796.18899999999996,8868]
["2017-12-18T10:00:00",770.93899999999996,8317]
["2017-12-18T11:00:00",742.72400000000005,7778]
["2017-12-18T12:00:00",764.86300000000006,7363]
["2017-12-18T13:00:00",751.07100000000003,7153]
["2017-12-18T14:00:00",742.54899999999998,7037]
["2017-12-18T15:00:00",605.97500000000002,7122]
["2017-12-18T16:00:00",329.83600000000001,7454]
["2017-12-18T17:00:00",0,8386]
["2017-12-18T18:00:00",0,8888]
["2017-12-18T19:00:00",0,9017]
["2017-12-18T20:00:00",0,9079]
["2017-12-18T21:00:00",0,8869]
["2017-12-18T22:00:00",0,8389]
["2017-12-18T23:00:00",0,7884]
["2017-12-19",0,7537]
["2017-12-19T01:00:00",0,7455]
["2017-12-19T02:00:00",0,7450]
["2017-12-19T03:00:00",0,7549]
["2017-12-19T04:00:00",0,7792]
["2017-12-19T05:00:00",0,8435]
["2017-12-19T06:00:00",0,9460]
["2017-12-19T07:00:00",107.747,9762]
["2017-12-19T08:00:00",585.39,9402]
["2017-12-19T09:00:00",720.49300000000005,8725]
["2017-12-19T10:00:00",498.61599999999999,8126]
["2017-12-19T11:00:00",246.84399999999999,7639]
["2017-12-19T12:00:00",131.64599999999999,7180]
["2017-12-19T13:00:00",141.239,6974]
["2017-12-19T14:00:00",63.413899999999998,6831]
["2017-12-19T15:00:00",38.5456,6837]
["2017-12-19T16:00:00",45.677399999999999,7175]
["2017-12-19T17:00:00",0,8095]
["2017-12-19T18:00:00",0,8456]
["2017-12-19T19:00:00",0,8507]
["2017-12-19T20:00:00",0,8533]
["2017-12-19T21:00:00",0,8434]
["2017-12-19T22:00:00",0,8118]
["2017-12-19T23:00:00",0,7708]
["2017-12-20",0,7386]
["2017-12-20T01:00:00",0,7217]
["2017-12-20T02:00:00",0,7131]
["2017-12-20T03:00:00",0,7148]
["2017-12-20T04:00:00",0,7253]
["2017-12-20T05:00:00",0,7485]
["2017-12-20T06:00:00",0,7848]
["2017-12-20T07:00:00",111.467,8261]
["2017-12-20T08:00:00",618.31200000000001,8669]
["2017-12-20T09:00:00",754.01300000000003,8951]
["2017-12-20T10:00:00",809.12199999999996,8972]
["2017-12-20T11:00:00",839.38800000000003,8865]
["2017-12-20T12:00:00",777.32299999999998,8640]
["2017-12-20T13:00:00",790.39099999999996,8440]
["2017-12-20T14:00:00",780.29899999999998,8251]
["2017-12-20T15:00:00",665.53,8199]
["2017-12-20T16:00:00",327.92399999999998,8349]
["2017-12-20T17:00:00",0,8977]
["2017-12-20T18:00:00",0,9077]
["2017-12-20T19:00:00",0,9009]
["2017-12-20T20:00:00",0,8915]
["2017-12-20T21:00:00",0,8764]
["2017-12-20T22:00:00",0,8470]
["2017-12-20T23:00:00",0,8078]
["2017-12-21",0,7672]
["2017-12-21T01:00:00",0,7471]
["2017-12-21T02:00:00",0,7430]
["2017-12-21T03:00:00",0,7448]
["2017-12-21T04:00:00",0,7528]
["2017-12-21T05:00:00",0,7766]
["2017-12-21T06:00:00",0,8093]
["2017-12-21T07:00:00",89.232600000000005,8505]
["2017-12-21T08:00:00",520.00300000000004,8877]
["2017-12-21T09:00:00",609.28399999999999,8806]
["2017-12-21T10:00:00",742.63599999999997,8340]
["2017-12-21T11:00:00",721.46,7714]
["2017-12-21T12:00:00",761.51599999999996,7370]
["2017-12-21T13:00:00",727.55799999999999,7109]
["2017-12-21T14:00:00",730.03700000000003,6915]
["2017-12-21T15:00:00",596.63300000000004,6965]
["2017-12-21T16:00:00",239.69499999999999,7316]
["2017-12-21T17:00:00",0,8117]
["2017-12-21T18:00:00",0,8347]
["2017-12-21T19:00:00",0,8359]
["2017-12-21T20:00:00",0,8317]
["2017-12-21T21:00:00",0,8098]
["2017-12-21T22:00:00",0,7697]
["2017-12-21T23:00:00",0,7197]
["2017-12-22",0,6863]
["2017-12-22T01:00:00",0,6739]
["2017-12-22T02:00:00",0,6747]
["2017-12-22T03:00:00",0,6868]
["2017-12-22T04:00:00",0,7120]
["2017-12-22T05:00:00",0,7613]
["2017-12-22T06:00:00",0,8239]
["2017-12-22T07:00:00",65.064700000000002,8759]
["2017-12-22T08:00:00",443.488,8941]
["2017-12-22T09:00:00",739.86300000000006,9065]
["2017-12-22T10:00:00",734.42700000000002,9094]
["2017-12-22T11:00:00",774.02499999999998,8948]
["2017-12-22T12:00:00",794.27599999999995,8778]
["2017-12-22T13:00:00",773.89599999999996,8726]
["2017-12-22T14:00:00",791.505,8678]
["2017-12-22T15:00:00",671.43600000000004,8654]
["2017-12-22T16:00:00",368.536,8838]
["2017-12-22T17:00:00",0,9387]
["2017-12-22T18:00:00",0,9458]
["2017-12-22T19:00:00",0,9350]
["2017-12-22T20:00:00",0,9180]
["2017-12-22T21:00:00",0,8824]
["2017-12-22T22:00:00",0,8293]
["2017-12-22T23:00:00",0,7710]
["2017-12-23",0,7324]
["2017-12-23T01:00:00",0,7098]
["2017-12-23T02:00:00",0,7006]
["2017-12-23T03:00:00",0,7024]
["2017-12-23T04:00:00",0,7161]
["2017-12-23T05:00:00",0,7587]
["2017-12-23T06:00:00",0,8176]
["2017-12-23T07:00:00",105.369,8568]
["2017-12-23T08:00:00",630.75099999999998,8675]
["2017-12-23T09:00:00",742.43299999999999,8717]
["2017-12-23T10:00:00",762.35199999999998,8658]
["2017-12-23T11:00:00",809.64800000000002,8471]
["2017-12-23T12:00:00",806.71900000000005,8227]
["2017-12-23T13:00:00",768.65499999999997,8072]
["2017-12-23T14:00:00",752.346,7950]
["2017-12-23T15:00:00",685.39400000000001,7872]
["2017-12-23T16:00:00",391.02199999999999,8036]
["2017-12-23T17:00:00",0,8583]
["2017-12-23T18:00:00",0,8578]
["2017-12-23T19:00:00",0,8414]
["2017-12-23T20:00:00",0,8227]
["2017-12-23T21:00:00",0,7948]
["2017-12-23T22:00:00",0,7468]
["2017-12-23T23:00:00",0,6864]
["2017-12-24",0,6368]
["2017-12-24T01:00:00",0,6045]
["2017-12-24T02:00:00",0,5830]
["2017-12-24T03:00:00",0,5705]
["2017-12-24T04:00:00",0,5738]
["2017-12-24T05:00:00",0,5912]
["2017-12-24T06:00:00",0,6255]
["2017-12-24T07:00:00",14.979700000000001,6543]
["2017-12-24T08:00:00",149.59399999999999,6737]
["2017-12-24T09:00:00",147.21100000000001,6967]
["2017-12-24T10:00:00",215.45500000000001,7039]
["2017-12-24T11:00:00",777.78599999999994,6969]
["2017-12-24T12:00:00",780.06500000000005,6793]
["2017-12-24T13:00:00",777.23400000000004,6625]
["2017-12-24T14:00:00",688.447,6484]
["2017-12-24T15:00:00",617.99300000000005,6345]
["2017-12-24T16:00:00",374.05599999999998,6460]
["2017-12-24T17:00:00",0,6821]
["2017-12-24T18:00:00",0,6739]
["2017-12-24T19:00:00",0,6519]
["2017-12-24T20:00:00",0,6347]
["2017-12-24T21:00:00",0,6185]
["2017-12-24T22:00:00",0,5909]
["2017-12-24T23:00:00",0,5516]
["2017-12-25",0,5069]
["2017-12-25T01:00:00",0,4778]
["2017-12-25T02:00:00",0,4614]
["2017-12-25T03:00:00",0,4538]
["2017-12-25T04:00:00",0,4556]
["2017-12-25T05:00:00",0,4731]
["2017-12-25T06:00:00",0,5060]
["2017-12-25T07:00:00",84.420600000000007,5480]
["2017-12-25T08:00:00",557.03300000000002,5915]
["2017-12-25T09:00:00",775.12699999999995,6251]
["2017-12-25T10:00:00",841.529,6304]
["2017-12-25T11:00:00",846.06399999999996,6218]
["2017-12-25T12:00:00",840.44500000000005,5982]
["2017-12-25T13:00:00",837.63599999999997,5697]
["2017-12-25T14:00:00",786.01099999999997,5477]
["2017-12-25T15:00:00",687.19100000000003,5378]
["2017-12-25T16:00:00",410.88600000000002,5459]
["2017-12-25T17:00:00",0,6009]
["2017-12-25T18:00:00",0,6406]
["2017-12-25T19:00:00",0,6575]
["2017-12-25T20:00:00",0,6759]
["2017-12-25T21:00:00",0,6848]
["2017-12-25T22:00:00",0,6797]
["2017-12-25T23:00:00",0,6661]
["2017-12-26",0,6569]
["2017-12-26T01:00:00",0,6592]
["2017-12-26T02:00:00",0,6733]
["2017-12-26T03:00:00",0,6962]
["2017-12-26T04:00:00",0,7258]
["2017-12-26T05:00:00",0,7820]
["2017-12-26T06:00:00",0,8372]
["2017-12-26T07:00:00",92.698499999999996,8757]
["2017-12-26T08:00:00",622.24800000000005,8805]
["2017-12-26T09:00:00",770.005,8189]
["2017-12-26T10:00:00",820.303,7497]
["2017-12-26T11:00:00",750.32,6965]
["2017-12-26T12:00:00",803.37699999999995,6528]
["2017-12-26T13:00:00",740.79300000000001,6214]
["2017-12-26T14:00:00",728.74900000000002,6006]
["2017-12-26T15:00:00",642.13900000000001,5927]
["2017-12-26T16:00:00",406.64699999999999,6141]
["2017-12-26T17:00:00",0,6985]
["2017-12-26T18:00:00",0,7480]
["2017-12-26T19:00:00",0,7646]
["2017-12-26T20:00:00",0,7783]
["2017-12-26T21:00:00",0,7751]
["2017-12-26T22:00:00",0,7545]
["2017-12-26T23:00:00",0,7303]
["2017-12-27",0,7120]
["2017-12-27T01:00:00",0,7114]
["2017-12-27T02:00:00",0,7194]
["2017-12-27T03:00:00",0,7396]
["2017-12-27T04:00:00",0,7612]
["2017-12-27T05:00:00",0,7938]
["2017-12-27T06:00:00",0,8426]
["2017-12-27T07:00:00",0.88233299999999992,8738]
["2017-12-27T08:00:00",51.3369,8782]
["2017-12-27T09:00:00",48.717800000000004,8131]
["2017-12-27T10:00:00",122.54,7434]
["2017-12-27T11:00:00",144.52799999999999,6893]
["2017-12-27T12:00:00",115.899,6473]
["2017-12-27T13:00:00",82.212399999999988,6130]
["2017-12-27T14:00:00",76.94789999999999,5929]
["2017-12-27T15:00:00",52.976999999999997,5888]
["2017-12-27T16:00:00",25.991,6055]
["2017-12-27T17:00:00",0,6782]
["2017-12-27T18:00:00",0,7164]
["2017-12-27T19:00:00",0,7191]
["2017-12-27T20:00:00",0,7169]
["2017-12-27T21:00:00",0,6982]
["2017-12-27T22:00:00",0,6727]
["2017-12-27T23:00:00",0,6342]
["2017-12-28",0,5985]
["2017-12-28T01:00:00",0,5769]
["2017-12-28T02:00:00",0,5664]
["2017-12-28T03:00:00",0,5586]
["2017-12-28T04:00:00",0,5612]
["2017-12-28T05:00:00",0,5688]
["2017-12-28T06:00:00",0,5901]
["2017-12-28T07:00:00",0.86449399999999998,6089]
["2017-12-28T08:00:00",66.298400000000001,6359]
["2017-12-28T09:00:00",274.29500000000002,6487]
["2017-12-28T10:00:00",267.73200000000003,6366]
["2017-12-28T11:00:00",217.874,6160]
["2017-12-28T12:00:00",242.63200000000001,6148]
["2017-12-28T13:00:00",157.98400000000001,6045]
["2017-12-28T14:00:00",118.94,5941]
["2017-12-28T15:00:00",59.362699999999997,5942]
["2017-12-28T16:00:00",305.53199999999998,6116]
["2017-12-28T17:00:00",0,6667]
["2017-12-28T18:00:00",0,6873]
["2017-12-28T19:00:00",0,6754]
["2017-12-28T20:00:00",0,6613]
["2017-12-28T21:00:00",0,6362]
["2017-12-28T22:00:00",0,5964]
["2017-12-28T23:00:00",0,5492]
["2017-12-29",0,5140]
["2017-12-29T01:00:00",0,4960]
["2017-12-29T02:00:00",0,4878]
["2017-12-29T03:00:00",0,4874]
["2017-12-29T04:00:00",0,5000]
["2017-12-29T05:00:00",0,5382]
["2017-12-29T06:00:00",0,5927]
["2017-12-29T07:00:00",86.390100000000004,6384]
["2017-12-29T08:00:00",631.75800000000004,6604]
["2017-12-29T09:00:00",782.40599999999995,6847]
["2017-12-29T10:00:00",718.13,7004]
["2017-12-29T11:00:00",654.09900000000005,7097]
["2017-12-29T12:00:00",747.73900000000003,7063]
["2017-12-29T13:00:00",740.25099999999998,7084]
["2017-12-29T14:00:00",682.72900000000004,7060]
["2017-12-29T15:00:00",640.33600000000001,7067]
["2017-12-29T16:00:00",303.45400000000001,7270]
["2017-12-29T17:00:00",0,7900]
["2017-12-29T18:00:00",0,8066]
["2017-12-29T19:00:00",0,7976]
["2017-12-29T20:00:00",0,7819]
["2017-12-29T21:00:00",0,7524]
["2017-12-29T22:00:00",0,7107]
["2017-12-29T23:00:00",0,6686]
["2017-12-30",0,6404]
["2017-12-30T01:00:00",0,6260]
["2017-12-30T02:00:00",0,6246]
["2017-12-30T03:00:00",0,6325]
["2017-12-30T04:00:00",0,6533]
["2017-12-30T05:00:00",0,7007]
["2017-12-30T06:00:00",0,7639]
["2017-12-30T07:00:00",46.491500000000002,8144]
["2017-12-30T08:00:00",424.69,8416]
["2017-12-30T09:00:00",293.91399999999999,8616]
["2017-12-30T10:00:00",149.30500000000001,8766]
["2017-12-30T11:00:00",191.786,8802]
["2017-12-30T12:00:00",107.812,8788]
["2017-12-30T13:00:00",162.40799999999999,8757]
["2017-12-30T14:00:00",111.014,8649]
["2017-12-30T15:00:00",520.06799999999998,8655]
["2017-12-30T16:00:00",368.72500000000002,8813]
["2017-12-30T17:00:00",0,9463]
["2017-12-30T18:00:00",0,9716]
["2017-12-30T19:00:00",0,9677]
["2017-12-30T20:00:00",0,9632]
["2017-12-30T21:00:00",0,9452]
["2017-12-30T22:00:00",0,9151]
["2017-12-30T23:00:00",0,8847]
["2017-12-31",0,8679]
["2017-12-31T01:00:00",0,8699]
["2017-12-31T02:00:00",0,8809]
["2017-12-31T03:00:00",0,8975]
["2017-12-31T04:00:00",0,9280]
["2017-12-31T05:00:00",0,9746]
["2017-12-31T06:00:00",0,10419]
["2017-12-31T07:00:00",85.902899999999988,10681]
["2017-12-31T08:00:00",632.54300000000001,10558]
["2017-12-31T09:00:00",744.07,10158]
["2017-12-31T10:00:00",800.83299999999997,9499]
["2017-12-31T11:00:00",831.98199999999997,8729]
["2017-12-31T12:00:00",803.00300000000004,8172]
["2017-12-31T13:00:00",790.423,7805]
["2017-12-31T14:00:00",766.52300000000002,7574]
["2017-12-31T15:00:00",709.75599999999997,7527]
["2017-12-31T16:00:00",375.44200000000001,7913]
["2017-12-31T17:00:00",0,8894]
["2017-12-31T18:00:00",0,9397]
["2017-12-31T19:00:00",0,9395]
["2017-12-31T20:00:00",0,9434]
["2017-12-31T21:00:00",0,9427]
["2017-12-31T22:00:00",0,9275]
["2017-12-31T23:00:00",0,9138]

{"sheet":"Hourly Input","index":4,"n_rows":8779,"n_cols":14,"rows_kept":8779,"cut":false,"hidden":false,"merged":[]}
["[Under Development for PPA option]"]
[null,"Label","Total, kWh ","% of time",null,null,"On-Peak Demand, kW",null,null,null,null,null,null,"INSTRUCTIONS"]
["On-Peak",1,{"$f":"SUMIF(C20:C8779,B3,D20:D8779)","v":1997098.1219599985},{"$f":"C3/(C3+C4)","v":0.19408018846043562},null,"January",1,{"$f":"MAX(IF($C$20:$C$8779=1,IF(MONTH($A$20:$A$8779=G3),$D$20:$D$8779)))","v":5913.16},null,null,null,null,null,"1. AFTER simulation, click on DATA tables."]
["Off-peak",2,{"$f":"SUMIF(C20:C8779,B4,D20:D8779)","v":8292968.771534998},{"$f":"C4/(C3+C4)","v":0.80591981153956427},null,"February",2,{"$f":"MAX(IF($C$20:$C$8779=1,IF(MONTH($A$20:$A$8779=G4),$D$20:$D$8779)))","v":5913.16},null,null,null,null,null,"2. Select options as shown on screenshot. "]
[null,null,null,null,null,"March",3,{"$f":"MAX(IF($C$20:$C$8779=1,IF(MONTH($A$20:$A$8779=G5),$D$20:$D$8779)))","v":5913.16},null,null,null,null,null,"3. Click Copy to clipboard"]
[null,null,null,null,null,"April",4,{"$f":"MAX(IF($C$20:$C$8779=1,IF(MONTH($A$20:$A$8779=G6),$D$20:$D$8779)))","v":5913.16},null,null,null,null,null,"4. Paste under cell a10"]
[null,null,null,null,null,"May",5,{"$f":"MAX(IF($C$20:$C$8779=1,IF(MONTH($A$20:$A$8779=G7),$D$20:$D$8779)))","v":5913.16}]
[null,null,null,null,null,"June",6,{"$f":"MAX(IF($C$20:$C$8779=1,IF(MONTH($A$20:$A$8779=G8),$D$20:$D$8779)))","v":5913.16}]
[null,null,null,null,null,"July",7,{"$f":"MAX(IF($C$20:$C$8779=1,IF(MONTH($A$20:$A$8779=G9),$D$20:$D$8779)))","v":5913.16}]
[null,null,null,null,null,"August",8,{"$f":"MAX(IF($C$20:$C$8779=1,IF(MONTH($A$20:$A$8779=G10),$D$20:$D$8779)))","v":5913.16}]
[null,null,null,null,null,"September",9,{"$f":"MAX(IF($C$20:$C$8779=1,IF(MONTH($A$20:$A$8779=G11),$D$20:$D$8779)))","v":5913.16}]
[null,null,null,null,null,"October",10,{"$f":"MAX(IF($C$20:$C$8779=1,IF(MONTH($A$20:$A$8779=G12),$D$20:$D$8779)))","v":5913.16}]
[null,null,null,null,null,"November",11,{"$f":"MAX(IF($C$20:$C$8779=1,IF(MONTH($A$20:$A$8779=G13),$D$20:$D$8779)))","v":5913.16}]
[null,null,null,null,null,"December",12,{"$f":"MAX(IF($C$20:$C$8779=1,IF(MONTH($A$20:$A$8779=G14),$D$20:$D$8779)))","v":5913.16}]
[]
[]
[]
["PASTE STARTING IN CELL A10"]
["Time stamp","TOU period for demand charges (year 1 hourly)","TOU period for energy charges (year 1 hourly)","AC inverter power | (W)"]
["2018-01-01",1,2,0]
["2018-01-01T01:00:00",1,2,0]
["2018-01-01T02:00:00",1,2,0]
["2018-01-01T03:00:00",1,2,0]
["2018-01-01T04:00:00",1,2,0]
["2018-01-01T05:00:00",1,2,0]
["2018-01-01T06:00:00",1,1,0]
["2018-01-01T07:00:00",1,1,51.854500000000002]
["2018-01-01T08:00:00",1,1,287.57100000000003]
["2018-01-01T09:00:00",1,2,433.84300000000002]
["2018-01-01T10:00:00",1,2,581.03399999999999]
["2018-01-01T11:00:00",1,2,1439.82]
["2018-01-01T12:00:00",1,2,1806.12]
["2018-01-01T13:00:00",1,2,1665.86]
["2018-01-01T14:00:00",1,2,1399.25]
["2018-01-01T15:00:00",1,2,1116.82]
["2018-01-01T16:00:00",1,2,409.56299999999999]
["2018-01-01T17:00:00",1,2,0]
["2018-01-01T18:00:00",1,2,0]
["2018-01-01T19:00:00",1,2,0]
["2018-01-01T20:00:00",1,2,0]
["2018-01-01T21:00:00",1,2,0]
["2018-01-01T22:00:00",1,2,0]
["2018-01-01T23:00:00",1,2,0]
["2018-01-02",1,2,0]
["2018-01-02T01:00:00",1,2,0]
["2018-01-02T02:00:00",1,2,0]
["2018-01-02T03:00:00",1,2,0]
["2018-01-02T04:00:00",1,2,0]
["2018-01-02T05:00:00",1,2,0]
["2018-01-02T06:00:00",1,1,0]
["2018-01-02T07:00:00",1,1,0]
["2018-01-02T08:00:00",1,1,139.32900000000001]
["2018-01-02T09:00:00",1,2,388.63400000000001]
["2018-01-02T10:00:00",1,2,561.40099999999995]
["2018-01-02T11:00:00",1,2,638.149]
["2018-01-02T12:00:00",1,2,770.44899999999996]
["2018-01-02T13:00:00",1,2,718.65]
["2018-01-02T14:00:00",1,2,612.51700000000005]
["2018-01-02T15:00:00",1,2,761.20799999999997]
["2018-01-02T16:00:00",1,2,327.68]
["2018-01-02T17:00:00",1,2,0]
["2018-01-02T18:00:00",1,2,0]
["2018-01-02T19:00:00",1,2,0]
["2018-01-02T20:00:00",1,2,0]
["2018-01-02T21:00:00",1,2,0]
["2018-01-02T22:00:00",1,2,0]
["2018-01-02T23:00:00",1,2,0]
["2018-01-03",1,2,0]
["2018-01-03T01:00:00",1,2,0]
["2018-01-03T02:00:00",1,2,0]
["2018-01-03T03:00:00",1,2,0]
["2018-01-03T04:00:00",1,2,0]
["2018-01-03T05:00:00",1,2,0]
["2018-01-03T06:00:00",1,1,0]
["2018-01-03T07:00:00",1,1,395.928]
["2018-01-03T08:00:00",1,1,2174.2800000000002]
["2018-01-03T09:00:00",1,2,3855.02]
["2018-01-03T10:00:00",1,2,5017.7299999999996]
["2018-01-03T11:00:00",1,2,5600.16]
["2018-01-03T12:00:00",1,2,5741.49]
["2018-01-03T13:00:00",1,2,5387.56]
["2018-01-03T14:00:00",1,2,4535.53]
["2018-01-03T15:00:00",1,2,3235.67]
["2018-01-03T16:00:00",1,2,1409.02]
["2018-01-03T17:00:00",1,2,28.233799999999999]
["2018-01-03T18:00:00",1,2,0]
["2018-01-03T19:00:00",1,2,0]
["2018-01-03T20:00:00",1,2,0]
["2018-01-03T21:00:00",1,2,0]
["2018-01-03T22:00:00",1,2,0]
["2018-01-03T23:00:00",1,2,0]
["2018-01-04",1,2,0]
["2018-01-04T01:00:00",1,2,0]
["2018-01-04T02:00:00",1,2,0]
["2018-01-04T03:00:00",1,2,0]
["2018-01-04T04:00:00",1,2,0]
["2018-01-04T05:00:00",1,2,0]
["2018-01-04T06:00:00",1,1,0]
["2018-01-04T07:00:00",1,1,421.88499999999999]
["2018-01-04T08:00:00",1,1,2152.91]
["2018-01-04T09:00:00",1,2,3756.01]
["2018-01-04T10:00:00",1,2,4289.09]
["2018-01-04T11:00:00",1,2,5483.68]
["2018-01-04T12:00:00",1,2,5153.08]
["2018-01-04T13:00:00",1,2,5290.28]
["2018-01-04T14:00:00",1,2,4354.3100000000004]
["2018-01-04T15:00:00",1,2,3048.37]
["2018-01-04T16:00:00",1,2,1149.71]
["2018-01-04T17:00:00",1,2,36.164900000000003]
["2018-01-04T18:00:00",1,2,0]
["2018-01-04T19:00:00",1,2,0]
["2018-01-04T20:00:00",1,2,0]
["2018-01-04T21:00:00",1,2,0]
["2018-01-04T22:00:00",1,2,0]
["2018-01-04T23:00:00",1,2,0]
["2018-01-05",1,2,0]
["2018-01-05T01:00:00",1,2,0]
["2018-01-05T02:00:00",1,2,0]
["2018-01-05T03:00:00",1,2,0]
["2018-01-05T04:00:00",1,2,0]
["2018-01-05T05:00:00",1,2,0]
["2018-01-05T06:00:00",1,1,0]
["2018-01-05T07:00:00",1,1,212.01599999999999]
["2018-01-05T08:00:00",1,1,1256.07]
["2018-01-05T09:00:00",1,2,3128.92]
["2018-01-05T10:00:00",1,2,4245.28]
["2018-01-05T11:00:00",1,2,4478.05]
["2018-01-05T12:00:00",1,2,4858.3599999999997]
["2018-01-05T13:00:00",1,2,4102.8500000000004]
["2018-01-05T14:00:00",1,2,2103.9499999999998]
["2018-01-05T15:00:00",1,2,1068.1600000000001]
["2018-01-05T16:00:00",1,2,261.54000000000002]
["2018-01-05T17:00:00",1,2,0]
["2018-01-05T18:00:00",1,2,0]
["2018-01-05T19:00:00",1,2,0]
["2018-01-05T20:00:00",1,2,0]
["2018-01-05T21:00:00",1,2,0]
["2018-01-05T22:00:00",1,2,0]
["2018-01-05T23:00:00",1,2,0]
["2018-01-06",1,2,0]
["2018-01-06T01:00:00",1,2,0]
["2018-01-06T02:00:00",1,2,0]
["2018-01-06T03:00:00",1,2,0]
["2018-01-06T04:00:00",1,2,0]
["2018-01-06T05:00:00",1,2,0]
["2018-01-06T06:00:00",1,2,0]
["2018-01-06T07:00:00",1,2,32.689399999999999]
["2018-01-06T08:00:00",1,2,420.77600000000001]
["2018-01-06T09:00:00",1,2,892.09799999999996]
["2018-01-06T10:00:00",1,2,1248.95]
["2018-01-06T11:00:00",1,2,1830.51]
["2018-01-06T12:00:00",1,2,1574.33]
["2018-01-06T13:00:00",1,2,1412.94]
["2018-01-06T14:00:00",1,2,1195.5999999999999]
["2018-01-06T15:00:00",1,2,417.654]
["2018-01-06T16:00:00",1,2,131.09899999999999]
["2018-01-06T17:00:00",1,2,0]
["2018-01-06T18:00:00",1,2,0]
["2018-01-06T19:00:00",1,2,0]
["2018-01-06T20:00:00",1,2,0]
["2018-01-06T21:00:00",1,2,0]
["2018-01-06T22:00:00",1,2,0]
["2018-01-06T23:00:00",1,2,0]
["2018-01-07",1,2,0]
["2018-01-07T01:00:00",1,2,0]
["2018-01-07T02:00:00",1,2,0]
["2018-01-07T03:00:00",1,2,0]
["2018-01-07T04:00:00",1,2,0]
["2018-01-07T05:00:00",1,2,0]
["2018-01-07T06:00:00",1,2,0]
["2018-01-07T07:00:00",1,2,19.017199999999999]
["2018-01-07T08:00:00",1,2,450.20800000000003]
["2018-01-07T09:00:00",1,2,1019.58]
["2018-01-07T10:00:00",1,2,1441.42]
["2018-01-07T11:00:00",1,2,1528.85]
["2018-01-07T12:00:00",1,2,991.06399999999996]
["2018-01-07T13:00:00",1,2,810.39300000000003]
["2018-01-07T14:00:00",1,2,705.47199999999998]
["2018-01-07T15:00:00",1,2,484.846]
["2018-01-07T16:00:00",1,2,140.869]
["2018-01-07T17:00:00",1,2,0]
["2018-01-07T18:00:00",1,2,0]
["2018-01-07T19:00:00",1,2,0]
["2018-01-07T20:00:00",1,2,0]
["2018-01-07T21:00:00",1,2,0]
["2018-01-07T22:00:00",1,2,0]
["2018-01-07T23:00:00",1,2,0]
["2018-01-08",1,2,0]
["2018-01-08T01:00:00",1,2,0]
["2018-01-08T02:00:00",1,2,0]
["2018-01-08T03:00:00",1,2,0]
["2018-01-08T04:00:00",1,2,0]
["2018-01-08T05:00:00",1,2,0]
["2018-01-08T06:00:00",1,1,0]
["2018-01-08T07:00:00",1,1,22.818000000000001]
["2018-01-08T08:00:00",1,1,234.387]
["2018-01-08T09:00:00",1,2,970.71400000000006]
["2018-01-08T10:00:00",1,2,1351.56]
["2018-01-08T11:00:00",1,2,1622.14]
["2018-01-08T12:00:00",1,2,1636.58]
["2018-01-08T13:00:00",1,2,1699.11]
["2018-01-08T14:00:00",1,2,1421.92]
["2018-01-08T15:00:00",1,2,917.98099999999999]
["2018-01-08T16:00:00",1,2,278.28100000000001]
["2018-01-08T17:00:00",1,2,0]
["2018-01-08T18:00:00",1,2,0]
["2018-01-08T19:00:00",1,2,0]
["2018-01-08T20:00:00",1,2,0]
["2018-01-08T21:00:00",1,2,0]
["2018-01-08T22:00:00",1,2,0]
["2018-01-08T23:00:00",1,2,0]
["2018-01-09",1,2,0]
["2018-01-09T01:00:00",1,2,0]
["2018-01-09T02:00:00",1,2,0]
["2018-01-09T03:00:00",1,2,0]
["2018-01-09T04:00:00",1,2,0]
["2018-01-09T05:00:00",1,2,0]
["2018-01-09T06:00:00",1,1,0]
["2018-01-09T07:00:00",1,1,159.39400000000001]
["2018-01-09T08:00:00",1,1,1681.49]
["2018-01-09T09:00:00",1,2,3394.25]
["2018-01-09T10:00:00",1,2,4531.29]
["2018-01-09T11:00:00",1,2,5065.2]
["2018-01-09T12:00:00",1,2,5324.06]
["2018-01-09T13:00:00",1,2,5023.46]
["2018-01-09T14:00:00",1,2,4189.68]
["2018-01-09T15:00:00",1,2,2821.93]
["2018-01-09T16:00:00",1,2,980.90599999999995]
["2018-01-09T17:00:00",1,2,0]
["2018-01-09T18:00:00",1,2,0]
["2018-01-09T19:00:00",1,2,0]
["2018-01-09T20:00:00",1,2,0]
["2018-01-09T21:00:00",1,2,0]
["2018-01-09T22:00:00",1,2,0]
["2018-01-09T23:00:00",1,2,0]
["2018-01-10",1,2,0]
["2018-01-10T01:00:00",1,2,0]
["2018-01-10T02:00:00",1,2,0]
["2018-01-10T03:00:00",1,2,0]
["2018-01-10T04:00:00",1,2,0]
["2018-01-10T05:00:00",1,2,0]
["2018-01-10T06:00:00",1,1,0]
["2018-01-10T07:00:00",1,1,372.67599999999999]
["2018-01-10T08:00:00",1,1,1905.99]
["2018-01-10T09:00:00",1,2,3177.78]
["2018-01-10T10:00:00",1,2,4425.6899999999996]
["2018-01-10T11:00:00",1,2,4948.04]
["2018-01-10T12:00:00",1,2,4482.29]
["2018-01-10T13:00:00",1,2,3967.1]
["2018-01-10T14:00:00",1,2,3032.28]
["2018-01-10T15:00:00",1,2,2545.08]
["2018-01-10T16:00:00",1,2,1305]
["2018-01-10T17:00:00",1,2,76.045400000000001]
["2018-01-10T18:00:00",1,2,0]
["2018-01-10T19:00:00",1,2,0]
["2018-01-10T20:00:00",1,2,0]
["2018-01-10T21:00:00",1,2,0]
["2018-01-10T22:00:00",1,2,0]
["2018-01-10T23:00:00",1,2,0]
["2018-01-11",1,2,0]
["2018-01-11T01:00:00",1,2,0]
["2018-01-11T02:00:00",1,2,0]
["2018-01-11T03:00:00",1,2,0]
["2018-01-11T04:00:00",1,2,0]
["2018-01-11T05:00:00",1,2,0]
["2018-01-11T06:00:00",1,1,0]
["2018-01-11T07:00:00",1,1,92.298599999999993]
["2018-01-11T08:00:00",1,1,623.03200000000004]
["2018-01-11T09:00:00",1,2,1531.07]
["2018-01-11T10:00:00",1,2,1875.82]
["2018-01-11T11:00:00",1,2,4830.99]
["2018-01-11T12:00:00",1,2,4708.1000000000004]
["2018-01-11T13:00:00",1,2,4634.7700000000004]
["2018-01-11T14:00:00",1,2,4001.37]
["2018-01-11T15:00:00",1,2,2428.42]
["2018-01-11T16:00:00",1,2,1004.03]
["2018-01-11T17:00:00",1,2,50.504800000000003]
["2018-01-11T18:00:00",1,2,0]
["2018-01-11T19:00:00",1,2,0]
["2018-01-11T20:00:00",1,2,0]
["2018-01-11T21:00:00",1,2,0]
["2018-01-11T22:00:00",1,2,0]
["2018-01-11T23:00:00",1,2,0]
["2018-01-12",1,2,0]
["2018-01-12T01:00:00",1,2,0]
["2018-01-12T02:00:00",1,2,0]
["2018-01-12T03:00:00",1,2,0]
["2018-01-12T04:00:00",1,2,0]
["2018-01-12T05:00:00",1,2,0]
["2018-01-12T06:00:00",1,1,0]
["2018-01-12T07:00:00",1,1,48.698700000000002]
["2018-01-12T08:00:00",1,1,178.108]
["2018-01-12T09:00:00",1,2,305.964]
["2018-01-12T10:00:00",1,2,579.29100000000005]
["2018-01-12T11:00:00",1,2,761.15700000000004]
["2018-01-12T12:00:00",1,2,779.37]
["2018-01-12T13:00:00",1,2,777.27599999999995]
["2018-01-12T14:00:00",1,2,641.995]
["2018-01-12T15:00:00",1,2,472.87099999999998]
["2018-01-12T16:00:00",1,2,141.61099999999999]
["2018-01-12T17:00:00",1,2,0]
["2018-01-12T18:00:00",1,2,0]
["2018-01-12T19:00:00",1,2,0]
["2018-01-12T20:00:00",1,2,0]
["2018-01-12T21:00:00",1,2,0]
["2018-01-12T22:00:00",1,2,0]
["2018-01-12T23:00:00",1,2,0]
["2018-01-13",1,2,0]
["2018-01-13T01:00:00",1,2,0]
["2018-01-13T02:00:00",1,2,0]
["2018-01-13T03:00:00",1,2,0]
["2018-01-13T04:00:00",1,2,0]
["2018-01-13T05:00:00",1,2,0]
["2018-01-13T06:00:00",1,2,0]
["2018-01-13T07:00:00",1,2,39.467100000000002]
["2018-01-13T08:00:00",1,2,290.80500000000001]
["2018-01-13T09:00:00",1,2,600.66300000000001]
["2018-01-13T10:00:00",1,2,822.55499999999995]
["2018-01-13T11:00:00",1,2,1068.83]
["2018-01-13T12:00:00",1,2,1026.7]
["2018-01-13T13:00:00",1,2,968.53800000000001]
["2018-01-13T14:00:00",1,2,794.34400000000005]
["2018-01-13T15:00:00",1,2,563.92200000000003]
["2018-01-13T16:00:00",1,2,218.44499999999999]
["2018-01-13T17:00:00",1,2,2.4412199999999999]
["2018-01-13T18:00:00",1,2,0]
["2018-01-13T19:00:00",1,2,0]
["2018-01-13T20:00:00",1,2,0]
["2018-01-13T21:00:00",1,2,0]
["2018-01-13T22:00:00",1,2,0]
["2018-01-13T23:00:00",1,2,0]
["2018-01-14",1,2,0]
["2018-01-14T01:00:00",1,2,0]
["2018-01-14T02:00:00",1,2,0]
["2018-01-14T03:00:00",1,2,0]
["2018-01-14T04:00:00",1,2,0]
["2018-01-14T05:00:00",1,2,0]
["2018-01-14T06:00:00",1,2,0]
["2018-01-14T07:00:00",1,2,56.100499999999997]
["2018-01-14T08:00:00",1,2,441.32]
["2018-01-14T09:00:00",1,2,1039.03]
["2018-01-14T10:00:00",1,2,1272.2]
["2018-01-14T11:00:00",1,2,1979.46]
["2018-01-14T12:00:00",1,2,2161.02]
["2018-01-14T13:00:00",1,2,2790.09]
["2018-01-14T14:00:00",1,2,1125.26]
["2018-01-14T15:00:00",1,2,833.899]
["2018-01-14T16:00:00",1,2,277.21100000000001]
["2018-01-14T17:00:00",1,2,21.865200000000002]
["2018-01-14T18:00:00",1,2,0]
["2018-01-14T19:00:00",1,2,0]
["2018-01-14T20:00:00",1,2,0]
["2018-01-14T21:00:00",1,2,0]
["2018-01-14T22:00:00",1,2,0]
["2018-01-14T23:00:00",1,2,0]
["2018-01-15",1,2,0]
["2018-01-15T01:00:00",1,2,0]
["2018-01-15T02:00:00",1,2,0]
["2018-01-15T03:00:00",1,2,0]
["2018-01-15T04:00:00",1,2,0]
["2018-01-15T05:00:00",1,2,0]
["2018-01-15T06:00:00",1,1,0]
["2018-01-15T07:00:00",1,1,358.53199999999998]
["2018-01-15T08:00:00",1,1,1922.8]
["2018-01-15T09:00:00",1,2,3191.09]
["2018-01-15T10:00:00",1,2,4586.63]
["2018-01-15T11:00:00",1,2,4799.54]
["2018-01-15T12:00:00",1,2,5125.1000000000004]
["2018-01-15T13:00:00",1,2,4838.1400000000003]
["2018-01-15T14:00:00",1,2,4092.17]
["2018-01-15T15:00:00",1,2,2639.94]
["2018-01-15T16:00:00",1,2,1584.18]
["2018-01-15T17:00:00",1,2,109.11499999999999]
["2018-01-15T18:00:00",1,2,0]
["2018-01-15T19:00:00",1,2,0]
["2018-01-15T20:00:00",1,2,0]
["2018-01-15T21:00:00",1,2,0]
["2018-01-15T22:00:00",1,2,0]
["2018-01-15T23:00:00",1,2,0]
["2018-01-16",1,2,0]
["2018-01-16T01:00:00",1,2,0]
["2018-01-16T02:00:00",1,2,0]
["2018-01-16T03:00:00",1,2,0]
["2018-01-16T04:00:00",1,2,0]
["2018-01-16T05:00:00",1,2,0]
["2018-01-16T06:00:00",1,1,0]
["2018-01-16T07:00:00",1,1,102.492]
["2018-01-16T08:00:00",1,1,1574.76]
["2018-01-16T09:00:00",1,2,2446.41]
["2018-01-16T10:00:00",1,2,2377.02]
["2018-01-16T11:00:00",1,2,3168.31]
["2018-01-16T12:00:00",1,2,3179.64]
["2018-01-16T13:00:00",1,2,4674.2]
["2018-01-16T14:00:00",1,2,3868.95]
["2018-01-16T15:00:00",1,2,2713.73]
["2018-01-16T16:00:00",1,2,1096.21]
["2018-01-16T17:00:00",1,2,76.086100000000002]
["2018-01-16T18:00:00",1,2,0]
["2018-01-16T19:00:00",1,2,0]
["2018-01-16T20:00:00",1,2,0]
["2018-01-16T21:00:00",1,2,0]
["2018-01-16T22:00:00",1,2,0]
["2018-01-16T23:00:00",1,2,0]
["2018-01-17",1,2,0]
["2018-01-17T01:00:00",1,2,0]
["2018-01-17T02:00:00",1,2,0]
["2018-01-17T03:00:00",1,2,0]
["2018-01-17T04:00:00",1,2,0]
["2018-01-17T05:00:00",1,2,0]
["2018-01-17T06:00:00",1,1,0]
["2018-01-17T07:00:00",1,1,195.911]
["2018-01-17T08:00:00",1,1,380.87099999999998]
["2018-01-17T09:00:00",1,2,945.93299999999999]
["2018-01-17T10:00:00",1,2,3787.69]
["2018-01-17T11:00:00",1,2,2214.4299999999998]
["2018-01-17T12:00:00",1,2,2855.51]
["2018-01-17T13:00:00",1,2,2381.79]
["2018-01-17T14:00:00",1,2,1197.08]
["2018-01-17T15:00:00",1,2,1616.37]
["2018-01-17T16:00:00",1,2,1117.5899999999999]
["2018-01-17T17:00:00",1,2,96.968800000000002]
["2018-01-17T18:00:00",1,2,0]
["2018-01-17T19:00:00",1,2,0]
["2018-01-17T20:00:00",1,2,0]
["2018-01-17T21:00:00",1,2,0]
["2018-01-17T22:00:00",1,2,0]
["2018-01-17T23:00:00",1,2,0]
["2018-01-18",1,2,0]
["2018-01-18T01:00:00",1,2,0]
["2018-01-18T02:00:00",1,2,0]
["2018-01-18T03:00:00",1,2,0]
["2018-01-18T04:00:00",1,2,0]
["2018-01-18T05:00:00",1,2,0]
["2018-01-18T06:00:00",1,1,0]
["2018-01-18T07:00:00",1,1,363.06099999999998]
["2018-01-18T08:00:00",1,1,1681.38]
["2018-01-18T09:00:00",1,2,3499.6]
["2018-01-18T10:00:00",1,2,4350.92]
["2018-01-18T11:00:00",1,2,4823.2]
["2018-01-18T12:00:00",1,2,5202.54]
["2018-01-18T13:00:00",1,2,4887.62]
["2018-01-18T14:00:00",1,2,4195.49]
["2018-01-18T15:00:00",1,2,2936.42]
["2018-01-18T16:00:00",1,2,1251.33]
["2018-01-18T17:00:00",1,2,123.038]
["2018-01-18T18:00:00",1,2,0]
["2018-01-18T19:00:00",1,2,0]
["2018-01-18T20:00:00",1,2,0]
["2018-01-18T21:00:00",1,2,0]
["2018-01-18T22:00:00",1,2,0]
["2018-01-18T23:00:00",1,2,0]
["2018-01-19",1,2,0]
["2018-01-19T01:00:00",1,2,0]
["2018-01-19T02:00:00",1,2,0]
["2018-01-19T03:00:00",1,2,0]
["2018-01-19T04:00:00",1,2,0]
["2018-01-19T05:00:00",1,2,0]
["2018-01-19T06:00:00",1,1,0]
["2018-01-19T07:00:00",1,1,198.81100000000001]
["2018-01-19T08:00:00",1,1,1633.86]
["2018-01-19T09:00:00",1,2,2845.77]
["2018-01-19T10:00:00",1,2,1776.22]
["2018-01-19T11:00:00",1,2,1706.46]
["2018-01-19T12:00:00",1,2,1073.3399999999999]
["2018-01-19T13:00:00",1,2,1423.84]
["2018-01-19T14:00:00",1,2,1110.97]
["2018-01-19T15:00:00",1,2,455.101]
["2018-01-19T16:00:00",1,2,167.928]
["2018-01-19T17:00:00",1,2,0]
["2018-01-19T18:00:00",1,2,0]
["2018-01-19T19:00:00",1,2,0]
["2018-01-19T20:00:00",1,2,0]
["2018-01-19T21:00:00",1,2,0]
["2018-01-19T22:00:00",1,2,0]
["2018-01-19T23:00:00",1,2,0]
["2018-01-20",1,2,0]
["2018-01-20T01:00:00",1,2,0]
["2018-01-20T02:00:00",1,2,0]
["2018-01-20T03:00:00",1,2,0]
["2018-01-20T04:00:00",1,2,0]
["2018-01-20T05:00:00",1,2,0]
["2018-01-20T06:00:00",1,2,0]
["2018-01-20T07:00:00",1,2,22.1829]
["2018-01-20T08:00:00",1,2,279.17099999999999]
["2018-01-20T09:00:00",1,2,536.41999999999996]
["2018-01-20T10:00:00",1,2,942.93299999999999]
["2018-01-20T11:00:00",1,2,1010.58]
["2018-01-20T12:00:00",1,2,1158.06]
["2018-01-20T13:00:00",1,2,957.69100000000003]
["2018-01-20T14:00:00",1,2,785.928]
["2018-01-20T15:00:00",1,2,531.28]
["2018-01-20T16:00:00",1,2,206.44200000000001]
["2018-01-20T17:00:00",1,2,39.345399999999998]
["2018-01-20T18:00:00",1,2,0]
["2018-01-20T19:00:00",1,2,0]
["2018-01-20T20:00:00",1,2,0]
["2018-01-20T21:00:00",1,2,0]
["2018-01-20T22:00:00",1,2,0]
["2018-01-20T23:00:00",1,2,0]
["2018-01-21",1,2,0]
["2018-01-21T01:00:00",1,2,0]
["2018-01-21T02:00:00",1,2,0]
["2018-01-21T03:00:00",1,2,0]
["2018-01-21T04:00:00",1,2,0]
["2018-01-21T05:00:00",1,2,0]
["2018-01-21T06:00:00",1,2,0]
["2018-01-21T07:00:00",1,2,95.2667]
["2018-01-21T08:00:00",1,2,1036.8499999999999]
["2018-01-21T09:00:00",1,2,2389.9499999999998]
["2018-01-21T10:00:00",1,2,2617.08]
["2018-01-21T11:00:00",1,2,1742.71]
["2018-01-21T12:00:00",1,2,2233.2199999999998]
["2018-01-21T13:00:00",1,2,2033.5]
["2018-01-21T14:00:00",1,2,1008.59]
["2018-01-21T15:00:00",1,2,720.79899999999998]
["2018-01-21T16:00:00",1,2,346.99599999999998]
["2018-01-21T17:00:00",1,2,18.231999999999999]
["2018-01-21T18:00:00",1,2,0]
["2018-01-21T19:00:00",1,2,0]
["2018-01-21T20:00:00",1,2,0]
["2018-01-21T21:00:00",1,2,0]
["2018-01-21T22:00:00",1,2,0]
["2018-01-21T23:00:00",1,2,0]
["2018-01-22",1,2,0]
["2018-01-22T01:00:00",1,2,0]
["2018-01-22T02:00:00",1,2,0]
["2018-01-22T03:00:00",1,2,0]
["2018-01-22T04:00:00",1,2,0]
["2018-01-22T05:00:00",1,2,0]
["2018-01-22T06:00:00",1,1,0]
["2018-01-22T07:00:00",1,1,367.13200000000001]
["2018-01-22T08:00:00",1,1,2037.09]
["2018-01-22T09:00:00",1,2,3650.92]
["2018-01-22T10:00:00",1,2,4167.38]
["2018-01-22T11:00:00",1,2,5103.53]
["2018-01-22T12:00:00",1,2,5146.58]
["2018-01-22T13:00:00",1,2,5377.94]
["2018-01-22T14:00:00",1,2,4718.5600000000004]
["2018-01-22T15:00:00",1,2,3418.57]
["2018-01-22T16:00:00",1,2,1784.38]
["2018-01-22T17:00:00",1,2,263.91899999999998]
["2018-01-22T18:00:00",1,2,0]
["2018-01-22T19:00:00",1,2,0]
["2018-01-22T20:00:00",1,2,0]
["2018-01-22T21:00:00",1,2,0]
["2018-01-22T22:00:00",1,2,0]
["2018-01-22T23:00:00",1,2,0]
["2018-01-23",1,2,0]
["2018-01-23T01:00:00",1,2,0]
["2018-01-23T02:00:00",1,2,0]
["2018-01-23T03:00:00",1,2,0]
["2018-01-23T04:00:00",1,2,0]
["2018-01-23T05:00:00",1,2,0]
["2018-01-23T06:00:00",1,1,0]
["2018-01-23T07:00:00",1,1,229.29900000000001]
["2018-01-23T08:00:00",1,1,896.71100000000001]
["2018-01-23T09:00:00",1,2,1896.22]
["2018-01-23T10:00:00",1,2,3228.56]
["2018-01-23T11:00:00",1,2,1369.89]
["2018-01-23T12:00:00",1,2,1920.37]
["2018-01-23T13:00:00",1,2,2218.5700000000002]
["2018-01-23T14:00:00",1,2,2854.84]
["2018-01-23T15:00:00",1,2,1496.69]
["2018-01-23T16:00:00",1,2,942.00300000000004]
["2018-01-23T17:00:00",1,2,133.73599999999999]
["2018-01-23T18:00:00",1,2,0]
["2018-01-23T19:00:00",1,2,0]
["2018-01-23T20:00:00",1,2,0]
["2018-01-23T21:00:00",1,2,0]
["2018-01-23T22:00:00",1,2,0]
["2018-01-23T23:00:00",1,2,0]
["2018-01-24",1,2,0]
["2018-01-24T01:00:00",1,2,0]
["2018-01-24T02:00:00",1,2,0]
["2018-01-24T03:00:00",1,2,0]
["2018-01-24T04:00:00",1,2,0]
["2018-01-24T05:00:00",1,2,0]
["2018-01-24T06:00:00",1,1,0]
["2018-01-24T07:00:00",1,1,139.733]
["2018-01-24T08:00:00",1,1,279.05]
["2018-01-24T09:00:00",1,2,1028.3]
["2018-01-24T10:00:00",1,2,1886.11]
["2018-01-24T11:00:00",1,2,3481.16]
["2018-01-24T12:00:00",1,2,4739.68]
["2018-01-24T13:00:00",1,2,4408.13]
["2018-01-24T14:00:00",1,2,2235.02]
["2018-01-24T15:00:00",1,2,2959.01]
["2018-01-24T16:00:00",1,2,1567.44]
["2018-01-24T17:00:00",1,2,70.943399999999997]
["2018-01-24T18:00:00",1,2,0]
["2018-01-24T19:00:00",1,2,0]
["2018-01-24T20:00:00",1,2,0]
["2018-01-24T21:00:00",1,2,0]
["2018-01-24T22:00:00",1,2,0]
["2018-01-24T23:00:00",1,2,0]
["2018-01-25",1,2,0]
["2018-01-25T01:00:00",1,2,0]
["2018-01-25T02:00:00",1,2,0]
["2018-01-25T03:00:00",1,2,0]
["2018-01-25T04:00:00",1,2,0]
["2018-01-25T05:00:00",1,2,0]
["2018-01-25T06:00:00",1,1,0]
["2018-01-25T07:00:00",1,1,360.56599999999997]
["2018-01-25T08:00:00",1,1,2018.17]
["2018-01-25T09:00:00",1,2,3684.31]
["2018-01-25T10:00:00",1,2,4794.08]
["2018-01-25T11:00:00",1,2,5004.8599999999997]
["2018-01-25T12:00:00",1,2,3728.69]
["2018-01-25T13:00:00",1,2,4848.01]
["2018-01-25T14:00:00",1,2,3743.04]
["2018-01-25T15:00:00",1,2,3274.98]
["2018-01-25T16:00:00",1,2,1700.51]
["2018-01-25T17:00:00",1,2,238.06299999999999]
["2018-01-25T18:00:00",1,2,0]
["2018-01-25T19:00:00",1,2,0]
["2018-01-25T20:00:00",1,2,0]
["2018-01-25T21:00:00",1,2,0]
["2018-01-25T22:00:00",1,2,0]
["2018-01-25T23:00:00",1,2,0]
["2018-01-26",1,2,0]
["2018-01-26T01:00:00",1,2,0]
["2018-01-26T02:00:00",1,2,0]
["2018-01-26T03:00:00",1,2,0]
["2018-01-26T04:00:00",1,2,0]
["2018-01-26T05:00:00",1,2,0]
["2018-01-26T06:00:00",1,1,0]
["2018-01-26T07:00:00",1,1,331.01]
["2018-01-26T08:00:00",1,1,1845.43]
["2018-01-26T09:00:00",1,2,3362.94]
["2018-01-26T10:00:00",1,2,4558.09]
["2018-01-26T11:00:00",1,2,4532.17]
["2018-01-26T12:00:00",1,2,4761.3100000000004]
["2018-01-26T13:00:00",1,2,5150.3100000000004]
["2018-01-26T14:00:00",1,2,4416.08]
["2018-01-26T15:00:00",1,2,3007.2]
["2018-01-26T16:00:00",1,2,1533.13]
["2018-01-26T17:00:00",1,2,177.71899999999999]
["2018-01-26T18:00:00",1,2,0]
["2018-01-26T19:00:00",1,2,0]
["2018-01-26T20:00:00",1,2,0]
["2018-01-26T21:00:00",1,2,0]
["2018-01-26T22:00:00",1,2,0]
["2018-01-26T23:00:00",1,2,0]
["2018-01-27",1,2,0]
["2018-01-27T01:00:00",1,2,0]
["2018-01-27T02:00:00",1,2,0]
["2018-01-27T03:00:00",1,2,0]
["2018-01-27T04:00:00",1,2,0]
["2018-01-27T05:00:00",1,2,0]
["2018-01-27T06:00:00",1,2,0]
["2018-01-27T07:00:00",1,2,246.78]
["2018-01-27T08:00:00",1,2,1767.16]
["2018-01-27T09:00:00",1,2,3201.29]
["2018-01-27T10:00:00",1,2,2677.72]
["2018-01-27T11:00:00",1,2,2582.8000000000002]
["2018-01-27T12:00:00",1,2,4808.76]
["2018-01-27T13:00:00",1,2,4299.83]
["2018-01-27T14:00:00",1,2,3483.22]
["2018-01-27T15:00:00",1,2,2639.59]
["2018-01-27T16:00:00",1,2,797.12900000000002]
["2018-01-27T17:00:00",1,2,23.5063]
["2018-01-27T18:00:00",1,2,0]
["2018-01-27T19:00:00",1,2,0]
["2018-01-27T20:00:00",1,2,0]
["2018-01-27T21:00:00",1,2,0]
["2018-01-27T22:00:00",1,2,0]
["2018-01-27T23:00:00",1,2,0]
["2018-01-28",1,2,0]
["2018-01-28T01:00:00",1,2,0]
["2018-01-28T02:00:00",1,2,0]
["2018-01-28T03:00:00",1,2,0]
["2018-01-28T04:00:00",1,2,0]
["2018-01-28T05:00:00",1,2,0]
["2018-01-28T06:00:00",1,2,0]
["2018-01-28T07:00:00",1,2,158.22]
["2018-01-28T08:00:00",1,2,1540.9]
["2018-01-28T09:00:00",1,2,2803.28]
["2018-01-28T10:00:00",1,2,4509.6000000000004]
["2018-01-28T11:00:00",1,2,4787.83]
["2018-01-28T12:00:00",1,2,5385.37]
["2018-01-28T13:00:00",1,2,4587.3999999999996]
["2018-01-28T14:00:00",1,2,3413.99]
["2018-01-28T15:00:00",1,2,2782.08]
["2018-01-28T16:00:00",1,2,1489.82]
["2018-01-28T17:00:00",1,2,172.29300000000001]
["2018-01-28T18:00:00",1,2,0]
["2018-01-28T19:00:00",1,2,0]
["2018-01-28T20:00:00",1,2,0]
["2018-01-28T21:00:00",1,2,0]
["2018-01-28T22:00:00",1,2,0]
["2018-01-28T23:00:00",1,2,0]
["2018-01-29",1,2,0]
["2018-01-29T01:00:00",1,2,0]
["2018-01-29T02:00:00",1,2,0]
["2018-01-29T03:00:00",1,2,0]
["2018-01-29T04:00:00",1,2,0]
["2018-01-29T05:00:00",1,2,0]
["2018-01-29T06:00:00",1,1,0]
["2018-01-29T07:00:00",1,1,312.15199999999999]
["2018-01-29T08:00:00",1,1,1926.23]
["2018-01-29T09:00:00",1,2,3575.66]
["2018-01-29T10:00:00",1,2,4821.6499999999996]
["2018-01-29T11:00:00",1,2,5537.49]
["2018-01-29T12:00:00",1,2,5789.79]
["2018-01-29T13:00:00",1,2,5489.4]
["2018-01-29T14:00:00",1,2,4728.01]
["2018-01-29T15:00:00",1,2,3447.96]
["2018-01-29T16:00:00",1,2,1765.95]
["2018-01-29T17:00:00",1,2,262.577]
["2018-01-29T18:00:00",1,2,0]
["2018-01-29T19:00:00",1,2,0]
["2018-01-29T20:00:00",1,2,0]
["2018-01-29T21:00:00",1,2,0]
["2018-01-29T22:00:00",1,2,0]
["2018-01-29T23:00:00",1,2,0]
["2018-01-30",1,2,0]
["2018-01-30T01:00:00",1,2,0]
["2018-01-30T02:00:00",1,2,0]
["2018-01-30T03:00:00",1,2,0]
["2018-01-30T04:00:00",1,2,0]
["2018-01-30T05:00:00",1,2,0]
["2018-01-30T06:00:00",1,1,0]
["2018-01-30T07:00:00",1,1,440.92200000000003]
["2018-01-30T08:00:00",1,1,2142.3200000000002]
["2018-01-30T09:00:00",1,2,3797.87]
["2018-01-30T10:00:00",1,2,4936.92]
["2018-01-30T11:00:00",1,2,5618.33]
["2018-01-30T12:00:00",1,2,5822.35]
["2018-01-30T13:00:00",1,2,5571.28]
["2018-01-30T14:00:00",1,2,4785.12]
["2018-01-30T15:00:00",1,2,3568.77]
["2018-01-30T16:00:00",1,2,1947.09]
["2018-01-30T17:00:00",1,2,352.40899999999999]
["2018-01-30T18:00:00",1,2,0]
["2018-01-30T19:00:00",1,2,0]
["2018-01-30T20:00:00",1,2,0]
["2018-01-30T21:00:00",1,2,0]
["2018-01-30T22:00:00",1,2,0]
["2018-01-30T23:00:00",1,2,0]
["2018-01-31",1,2,0]
["2018-01-31T01:00:00",1,2,0]
["2018-01-31T02:00:00",1,2,0]
["2018-01-31T03:00:00",1,2,0]
["2018-01-31T04:00:00",1,2,0]
["2018-01-31T05:00:00",1,2,0]
["2018-01-31T06:00:00",1,1,0]
["2018-01-31T07:00:00",1,1,133.62100000000001]
["2018-01-31T08:00:00",1,1,822.67]
["2018-01-31T09:00:00",1,2,1282.25]
["2018-01-31T10:00:00",1,2,1376.69]
["2018-01-31T11:00:00",1,2,1954.4]
["2018-01-31T12:00:00",1,2,1949.29]
["2018-01-31T13:00:00",1,2,4537.71]
["2018-01-31T14:00:00",1,2,2548.16]
["2018-01-31T15:00:00",1,2,1688.75]
["2018-01-31T16:00:00",1,2,528.41]
["2018-01-31T17:00:00",1,2,185.55]
["2018-01-31T18:00:00",1,2,0]
["2018-01-31T19:00:00",1,2,0]
["2018-01-31T20:00:00",1,2,0]
["2018-01-31T21:00:00",1,2,0]
["2018-01-31T22:00:00",1,2,0]
["2018-01-31T23:00:00",1,2,0]
["2018-02-01",1,2,0]
["2018-02-01T01:00:00",1,2,0]
["2018-02-01T02:00:00",1,2,0]
["2018-02-01T03:00:00",1,2,0]
["2018-02-01T04:00:00",1,2,0]
["2018-02-01T05:00:00",1,2,0]
["2018-02-01T06:00:00",1,1,0]
["2018-02-01T07:00:00",1,1,105.681]
["2018-02-01T08:00:00",1,1,555.67700000000002]
["2018-02-01T09:00:00",1,2,982.59699999999998]
["2018-02-01T10:00:00",1,2,1417.45]
["2018-02-01T11:00:00",1,2,1757.56]
["2018-02-01T12:00:00",1,2,1812.43]
["2018-02-01T13:00:00",1,2,1022.28]
["2018-02-01T14:00:00",1,2,907.17600000000004]
["2018-02-01T15:00:00",1,2,627.65599999999995]
["2018-02-01T16:00:00",1,2,253.98599999999999]
["2018-02-01T17:00:00",1,2,38.536799999999999]
["2018-02-01T18:00:00",1,2,0]
["2018-02-01T19:00:00",1,2,0]
["2018-02-01T20:00:00",1,2,0]
["2018-02-01T21:00:00",1,2,0]
["2018-02-01T22:00:00",1,2,0]
["2018-02-01T23:00:00",1,2,0]
["2018-02-02",1,2,0]
["2018-02-02T01:00:00",1,2,0]
["2018-02-02T02:00:00",1,2,0]
["2018-02-02T03:00:00",1,2,0]
["2018-02-02T04:00:00",1,2,0]
["2018-02-02T05:00:00",1,2,0]
["2018-02-02T06:00:00",1,1,0]
["2018-02-02T07:00:00",1,1,57.518700000000003]
["2018-02-02T08:00:00",1,1,308.53500000000003]
["2018-02-02T09:00:00",1,2,1225.7]
["2018-02-02T10:00:00",1,2,984.53099999999995]
["2018-02-02T11:00:00",1,2,1035.8699999999999]
["2018-02-02T12:00:00",1,2,1090.04]
["2018-02-02T13:00:00",1,2,1128.28]
["2018-02-02T14:00:00",1,2,864.34299999999996]
["2018-02-02T15:00:00",1,2,628.64300000000003]
["2018-02-02T16:00:00",1,2,301.88900000000001]
["2018-02-02T17:00:00",1,2,57.445300000000003]
["2018-02-02T18:00:00",1,2,0]
["2018-02-02T19:00:00",1,2,0]
["2018-02-02T20:00:00",1,2,0]
["2018-02-02T21:00:00",1,2,0]
["2018-02-02T22:00:00",1,2,0]
["2018-02-02T23:00:00",1,2,0]
["2018-02-03",1,2,0]
["2018-02-03T01:00:00",1,2,0]
["2018-02-03T02:00:00",1,2,0]
["2018-02-03T03:00:00",1,2,0]
["2018-02-03T04:00:00",1,2,0]
["2018-02-03T05:00:00",1,2,0]
["2018-02-03T06:00:00",1,2,0]
["2018-02-03T07:00:00",1,2,133.94499999999999]
["2018-02-03T08:00:00",1,2,500.077]
["2018-02-03T09:00:00",1,2,1140.46]
["2018-02-03T10:00:00",1,2,1505.02]
["2018-02-03T11:00:00",1,2,5303.48]
["2018-02-03T12:00:00",1,2,4985.59]
["2018-02-03T13:00:00",1,2,5078.8900000000003]
["2018-02-03T14:00:00",1,2,4195.6099999999997]
["2018-02-03T15:00:00",1,2,1688.03]
["2018-02-03T16:00:00",1,2,716.47699999999998]
["2018-02-03T17:00:00",1,2,48.205300000000001]
["2018-02-03T18:00:00",1,2,0]
["2018-02-03T19:00:00",1,2,0]
["2018-02-03T20:00:00",1,2,0]
["2018-02-03T21:00:00",1,2,0]
["2018-02-03T22:00:00",1,2,0]
["2018-02-03T23:00:00",1,2,0]
["2018-02-04",1,2,0]
["2018-02-04T01:00:00",1,2,0]
["2018-02-04T02:00:00",1,2,0]
["2018-02-04T03:00:00",1,2,0]
["2018-02-04T04:00:00",1,2,0]
["2018-02-04T05:00:00",1,2,0]
["2018-02-04T06:00:00",1,2,0]
["2018-02-04T07:00:00",1,2,416.89499999999998]
["2018-02-04T08:00:00",1,2,1871.83]
["2018-02-04T09:00:00",1,2,3913.45]
["2018-02-04T10:00:00",1,2,4852.01]
["2018-02-04T11:00:00",1,2,5390.54]
["2018-02-04T12:00:00",1,2,5883.14]
["2018-02-04T13:00:00",1,2,5286.68]
["2018-02-04T14:00:00",1,2,4676.8900000000003]
["2018-02-04T15:00:00",1,2,3495.16]
["2018-02-04T16:00:00",1,2,1844.92]
["2018-02-04T17:00:00",1,2,344]
["2018-02-04T18:00:00",1,2,0]
["2018-02-04T19:00:00",1,2,0]
["2018-02-04T20:00:00",1,2,0]
["2018-02-04T21:00:00",1,2,0]
["2018-02-04T22:00:00",1,2,0]
["2018-02-04T23:00:00",1,2,0]
["2018-02-05",1,2,0]
["2018-02-05T01:00:00",1,2,0]
["2018-02-05T02:00:00",1,2,0]
["2018-02-05T03:00:00",1,2,0]
["2018-02-05T04:00:00",1,2,0]
["2018-02-05T05:00:00",1,2,0]
["2018-02-05T06:00:00",1,1,0]
["2018-02-05T07:00:00",1,1,81.962599999999995]
["2018-02-05T08:00:00",1,1,304.61399999999998]
["2018-02-05T09:00:00",1,2,586.42700000000002]
["2018-02-05T10:00:00",1,2,1080.48]
["2018-02-05T11:00:00",1,2,928.053]
["2018-02-05T12:00:00",1,2,1056.04]
["2018-02-05T13:00:00",1,2,1094.2]
["2018-02-05T14:00:00",1,2,1817.47]
["2018-02-05T15:00:00",1,2,710.42200000000003]
["2018-02-05T16:00:00",1,2,339.48899999999998]
["2018-02-05T17:00:00",1,2,59.284599999999998]
["2018-02-05T18:00:00",1,2,0]
["2018-02-05T19:00:00",1,2,0]
["2018-02-05T20:00:00",1,2,0]
["2018-02-05T21:00:00",1,2,0]
["2018-02-05T22:00:00",1,2,0]
["2018-02-05T23:00:00",1,2,0]
["2018-02-06",1,2,0]
["2018-02-06T01:00:00",1,2,0]
["2018-02-06T02:00:00",1,2,0]
["2018-02-06T03:00:00",1,2,0]
["2018-02-06T04:00:00",1,2,0]
["2018-02-06T05:00:00",1,2,0]
["2018-02-06T06:00:00",1,1,0]
["2018-02-06T07:00:00",1,1,130.827]
["2018-02-06T08:00:00",1,1,782.38199999999995]
["2018-02-06T09:00:00",1,2,1207.58]
["2018-02-06T10:00:00",1,2,1755.44]
["2018-02-06T11:00:00",1,2,3244]
["2018-02-06T12:00:00",1,2,2847.36]
["2018-02-06T13:00:00",1,2,1757.25]
["2018-02-06T14:00:00",1,2,1213.78]
["2018-02-06T15:00:00",1,2,3011.18]
["2018-02-06T16:00:00",1,2,1760.77]
["2018-02-06T17:00:00",1,2,449.29500000000002]
["2018-02-06T18:00:00",1,2,0]
["2018-02-06T19:00:00",1,2,0]
["2018-02-06T20:00:00",1,2,0]
["2018-02-06T21:00:00",1,2,0]
["2018-02-06T22:00:00",1,2,0]
["2018-02-06T23:00:00",1,2,0]
["2018-02-07",1,2,0]
["2018-02-07T01:00:00",1,2,0]
["2018-02-07T02:00:00",1,2,0]
["2018-02-07T03:00:00",1,2,0]
["2018-02-07T04:00:00",1,2,0]
["2018-02-07T05:00:00",1,2,0]
["2018-02-07T06:00:00",1,1,0]
["2018-02-07T07:00:00",1,1,100.033]
["2018-02-07T08:00:00",1,1,932.62099999999998]
["2018-02-07T09:00:00",1,2,3047.23]
["2018-02-07T10:00:00",1,2,4124.26]
["2018-02-07T11:00:00",1,2,4632.3]
["2018-02-07T12:00:00",1,2,4786.05]
["2018-02-07T13:00:00",1,2,4127.66]
["2018-02-07T14:00:00",1,2,4657.87]
["2018-02-07T15:00:00",1,2,3253.5]
["2018-02-07T16:00:00",1,2,1679.84]
["2018-02-07T17:00:00",1,2,270.83499999999998]
["2018-02-07T18:00:00",1,2,0]
["2018-02-07T19:00:00",1,2,0]
["2018-02-07T20:00:00",1,2,0]
["2018-02-07T21:00:00",1,2,0]
["2018-02-07T22:00:00",1,2,0]
["2018-02-07T23:00:00",1,2,0]
["2018-02-08",1,2,0]
["2018-02-08T01:00:00",1,2,0]
["2018-02-08T02:00:00",1,2,0]
["2018-02-08T03:00:00",1,2,0]
["2018-02-08T04:00:00",1,2,0]
["2018-02-08T05:00:00",1,2,0]
["2018-02-08T06:00:00",1,1,0]
["2018-02-08T07:00:00",1,1,487.34800000000001]
["2018-02-08T08:00:00",1,1,2272.0100000000002]
["2018-02-08T09:00:00",1,2,4086.49]
["2018-02-08T10:00:00",1,2,5353.5]
["2018-02-08T11:00:00",1,2,6000]
["2018-02-08T12:00:00",1,2,6000]
["2018-02-08T13:00:00",1,2,6000]
["2018-02-08T14:00:00",1,2,5264.59]
["2018-02-08T15:00:00",1,2,3989.59]
["2018-02-08T16:00:00",1,2,2218.91]
["2018-02-08T17:00:00",1,2,460.74099999999999]
["2018-02-08T18:00:00",1,2,0]
["2018-02-08T19:00:00",1,2,0]
["2018-02-08T20:00:00",1,2,0]
["2018-02-08T21:00:00",1,2,0]
["2018-02-08T22:00:00",1,2,0]
["2018-02-08T23:00:00",1,2,0]
["2018-02-09",1,2,0]
["2018-02-09T01:00:00",1,2,0]
["2018-02-09T02:00:00",1,2,0]
["2018-02-09T03:00:00",1,2,0]
["2018-02-09T04:00:00",1,2,0]
["2018-02-09T05:00:00",1,2,0]
["2018-02-09T06:00:00",1,1,0]
["2018-02-09T07:00:00",1,1,412.39400000000001]
["2018-02-09T08:00:00",1,1,1733.2]
["2018-02-09T09:00:00",1,2,3608.99]
["2018-02-09T10:00:00",1,2,5147.6499999999996]
["2018-02-09T11:00:00",1,2,5572.88]
["2018-02-09T12:00:00",1,2,5927.27]
["2018-02-09T13:00:00",1,2,5036.05]
["2018-02-09T14:00:00",1,2,2480.92]
["2018-02-09T15:00:00",1,2,2651.79]
["2018-02-09T16:00:00",1,2,1778.63]
["2018-02-09T17:00:00",1,2,280.09399999999999]
["2018-02-09T18:00:00",1,2,0]
["2018-02-09T19:00:00",1,2,0]
["2018-02-09T20:00:00",1,2,0]
["2018-02-09T21:00:00",1,2,0]
["2018-02-09T22:00:00",1,2,0]
["2018-02-09T23:00:00",1,2,0]
["2018-02-10",1,2,0]
["2018-02-10T01:00:00",1,2,0]
["2018-02-10T02:00:00",1,2,0]
["2018-02-10T03:00:00",1,2,0]
["2018-02-10T04:00:00",1,2,0]
["2018-02-10T05:00:00",1,2,0]
["2018-02-10T06:00:00",1,2,0]
["2018-02-10T07:00:00",1,2,394.43700000000001]
["2018-02-10T08:00:00",1,2,2256.6799999999998]
["2018-02-10T09:00:00",1,2,3173.69]
["2018-02-10T10:00:00",1,2,5122.2]
["2018-02-10T11:00:00",1,2,5386.8]
["2018-02-10T12:00:00",1,2,5507.8]
["2018-02-10T13:00:00",1,2,4208.25]
["2018-02-10T14:00:00",1,2,4138.1899999999996]
["2018-02-10T15:00:00",1,2,1270.47]
["2018-02-10T16:00:00",1,2,1657.15]
["2018-02-10T17:00:00",1,2,526.94500000000005]
["2018-02-10T18:00:00",1,2,0]
["2018-02-10T19:00:00",1,2,0]
["2018-02-10T20:00:00",1,2,0]
["2018-02-10T21:00:00",1,2,0]
["2018-02-10T22:00:00",1,2,0]
["2018-02-10T23:00:00",1,2,0]
["2018-02-11",1,2,0]
["2018-02-11T01:00:00",1,2,0]
["2018-02-11T02:00:00",1,2,0]
["2018-02-11T03:00:00",1,2,0]
["2018-02-11T04:00:00",1,2,0]
["2018-02-11T05:00:00",1,2,0]
["2018-02-11T06:00:00",1,2,0]
["2018-02-11T07:00:00",1,2,482.01]
["2018-02-11T08:00:00",1,2,2171.67]
["2018-02-11T09:00:00",1,2,3921.16]
["2018-02-11T10:00:00",1,2,4626.1499999999996]
["2018-02-11T11:00:00",1,2,2144.7199999999998]
["2018-02-11T12:00:00",1,2,1181.51]
["2018-02-11T13:00:00",1,2,2979.55]
["2018-02-11T14:00:00",1,2,1380.93]
["2018-02-11T15:00:00",1,2,1289.82]
["2018-02-11T16:00:00",1,2,506.488]
["2018-02-11T17:00:00",1,2,80.099100000000007]
["2018-02-11T18:00:00",1,2,0]
["2018-02-11T19:00:00",1,2,0]
["2018-02-11T20:00:00",1,2,0]
["2018-02-11T21:00:00",1,2,0]
["2018-02-11T22:00:00",1,2,0]
["2018-02-11T23:00:00",1,2,0]
["2018-02-12",1,2,0]
["2018-02-12T01:00:00",1,2,0]
["2018-02-12T02:00:00",1,2,0]
["2018-02-12T03:00:00",1,2,0]
["2018-02-12T04:00:00",1,2,0]
["2018-02-12T05:00:00",1,2,0]
["2018-02-12T06:00:00",1,1,0]
["2018-02-12T07:00:00",1,1,112.107]
["2018-02-12T08:00:00",1,1,705.48099999999999]
["2018-02-12T09:00:00",1,2,1151.01]
["2018-02-12T10:00:00",1,2,1620.33]
["2018-02-12T11:00:00",1,2,1905.65]
["2018-02-12T12:00:00",1,2,2168.35]
["2018-02-12T13:00:00",1,2,2019.34]
["2018-02-12T14:00:00",1,2,1852.75]
["2018-02-12T15:00:00",1,2,1436.18]
["2018-02-12T16:00:00",1,2,1129.96]
["2018-02-12T17:00:00",1,2,237.041]
["2018-02-12T18:00:00",1,2,0]
["2018-02-12T19:00:00",1,2,0]
["2018-02-12T20:00:00",1,2,0]
["2018-02-12T21:00:00",1,2,0]
["2018-02-12T22:00:00",1,2,0]
["2018-02-12T23:00:00",1,2,0]
["2018-02-13",1,2,0]
["2018-02-13T01:00:00",1,2,0]
["2018-02-13T02:00:00",1,2,0]
["2018-02-13T03:00:00",1,2,0]
["2018-02-13T04:00:00",1,2,0]
["2018-02-13T05:00:00",1,2,0]
["2018-02-13T06:00:00",1,1,0]
["2018-02-13T07:00:00",1,1,310.58300000000003]
["2018-02-13T08:00:00",1,1,1746.01]
["2018-02-13T09:00:00",1,2,3547.55]
["2018-02-13T10:00:00",1,2,5042.67]
["2018-02-13T11:00:00",1,2,5249.42]
["2018-02-13T12:00:00",1,2,5832.65]
["2018-02-13T13:00:00",1,2,5689.4]
["2018-02-13T14:00:00",1,2,3183.83]
["2018-02-13T15:00:00",1,2,1567.03]
["2018-02-13T16:00:00",1,2,1496.85]
["2018-02-13T17:00:00",1,2,133.57400000000001]
["2018-02-13T18:00:00",1,2,0]
["2018-02-13T19:00:00",1,2,0]
["2018-02-13T20:00:00",1,2,0]
["2018-02-13T21:00:00",1,2,0]
["2018-02-13T22:00:00",1,2,0]
["2018-02-13T23:00:00",1,2,0]
["2018-02-14",1,2,0]
["2018-02-14T01:00:00",1,2,0]
["2018-02-14T02:00:00",1,2,0]
["2018-02-14T03:00:00",1,2,0]
["2018-02-14T04:00:00",1,2,0]
["2018-02-14T05:00:00",1,2,0]
["2018-02-14T06:00:00",1,1,0]
["2018-02-14T07:00:00",1,1,609.59299999999996]
["2018-02-14T08:00:00",1,1,2385.13]
["2018-02-14T09:00:00",1,2,2718.76]
["2018-02-14T10:00:00",1,2,3320.71]
["2018-02-14T11:00:00",1,2,4859.13]
["2018-02-14T12:00:00",1,2,2571.09]
["2018-02-14T13:00:00",1,2,2685.14]
["2018-02-14T14:00:00",1,2,3479.35]
["2018-02-14T15:00:00",1,2,1365.84]
["2018-02-14T16:00:00",1,2,992.04700000000003]
["2018-02-14T17:00:00",1,2,282.26299999999998]
["2018-02-14T18:00:00",1,2,0]
["2018-02-14T19:00:00",1,2,0]
["2018-02-14T20:00:00",1,2,0]
["2018-02-14T21:00:00",1,2,0]
["2018-02-14T22:00:00",1,2,0]
["2018-02-14T23:00:00",1,2,0]
["2018-02-15",1,2,0]
["2018-02-15T01:00:00",1,2,0]
["2018-02-15T02:00:00",1,2,0]
["2018-02-15T03:00:00",1,2,0]
["2018-02-15T04:00:00",1,2,0]
["2018-02-15T05:00:00",1,2,0]
["2018-02-15T06:00:00",1,1,0]
["2018-02-15T07:00:00",1,1,441.50599999999997]
["2018-02-15T08:00:00",1,1,2087.7600000000002]
["2018-02-15T09:00:00",1,2,3808.44]
["2018-02-15T10:00:00",1,2,5031.8500000000004]
["2018-02-15T11:00:00",1,2,5712.74]
["2018-02-15T12:00:00",1,2,6000]
["2018-02-15T13:00:00",1,2,5171.2700000000004]
["2018-02-15T14:00:00",1,2,4596.97]
["2018-02-15T15:00:00",1,2,3462.91]
["2018-02-15T16:00:00",1,2,2041.5]
["2018-02-15T17:00:00",1,2,429.05099999999999]
["2018-02-15T18:00:00",1,2,0]
["2018-02-15T19:00:00",1,2,0]
["2018-02-15T20:00:00",1,2,0]
["2018-02-15T21:00:00",1,2,0]
["2018-02-15T22:00:00",1,2,0]
["2018-02-15T23:00:00",1,2,0]
["2018-02-16",1,2,0]
["2018-02-16T01:00:00",1,2,0]
["2018-02-16T02:00:00",1,2,0]
["2018-02-16T03:00:00",1,2,0]
["2018-02-16T04:00:00",1,2,0]
["2018-02-16T05:00:00",1,2,0]
["2018-02-16T06:00:00",1,1,0]
["2018-02-16T07:00:00",1,1,581.71799999999996]
["2018-02-16T08:00:00",1,1,2361.65]
["2018-02-16T09:00:00",1,2,3891.21]
["2018-02-16T10:00:00",1,2,5143.87]
["2018-02-16T11:00:00",1,2,5733.27]
["2018-02-16T12:00:00",1,2,5925.14]
["2018-02-16T13:00:00",1,2,4719.5]
["2018-02-16T14:00:00",1,2,4951.33]
["2018-02-16T15:00:00",1,2,3863.61]
["2018-02-16T16:00:00",1,2,2222.66]
["2018-02-16T17:00:00",1,2,529.60299999999995]
["2018-02-16T18:00:00",1,2,0]
["2018-02-16T19:00:00",1,2,0]
["2018-02-16T20:00:00",1,2,0]
["2018-02-16T21:00:00",1,2,0]
["2018-02-16T22:00:00",1,2,0]
["2018-02-16T23:00:00",1,2,0]
["2018-02-17",1,2,0]
["2018-02-17T01:00:00",1,2,0]
["2018-02-17T02:00:00",1,2,0]
["2018-02-17T03:00:00",1,2,0]
["2018-02-17T04:00:00",1,2,0]
["2018-02-17T05:00:00",1,2,0]
["2018-02-17T06:00:00",1,2,0]
["2018-02-17T07:00:00",1,2,91.125500000000002]
["2018-02-17T08:00:00",1,2,484.18799999999999]
["2018-02-17T09:00:00",1,2,1253.01]
["2018-02-17T10:00:00",1,2,1839.21]
["2018-02-17T11:00:00",1,2,4808.74]
["2018-02-17T12:00:00",1,2,4465.8900000000003]
["2018-02-17T13:00:00",1,2,4879.8100000000004]
["2018-02-17T14:00:00",1,2,3727.46]
["2018-02-17T15:00:00",1,2,2051.5]
["2018-02-17T16:00:00",1,2,642.75199999999995]
["2018-02-17T17:00:00",1,2,229.82900000000001]
["2018-02-17T18:00:00",1,2,0]
["2018-02-17T19:00:00",1,2,0]
["2018-02-17T20:00:00",1,2,0]
["2018-02-17T21:00:00",1,2,0]
["2018-02-17T22:00:00",1,2,0]
["2018-02-17T23:00:00",1,2,0]
["2018-02-18",1,2,0]
["2018-02-18T01:00:00",1,2,0]
["2018-02-18T02:00:00",1,2,0]
["2018-02-18T03:00:00",1,2,0]
["2018-02-18T04:00:00",1,2,0]
["2018-02-18T05:00:00",1,2,0]
["2018-02-18T06:00:00",1,2,0]
["2018-02-18T07:00:00",1,2,243.893]
["2018-02-18T08:00:00",1,2,832.10599999999999]
["2018-02-18T09:00:00",1,2,3085.15]
["2018-02-18T10:00:00",1,2,2667.51]
["2018-02-18T11:00:00",1,2,4072.05]
["2018-02-18T12:00:00",1,2,3157.48]
["2018-02-18T13:00:00",1,2,5476.15]
["2018-02-18T14:00:00",1,2,4637.6899999999996]
["2018-02-18T15:00:00",1,2,3426.22]
["2018-02-18T16:00:00",1,2,1979.44]
["2018-02-18T17:00:00",1,2,296.12400000000002]
["2018-02-18T18:00:00",1,2,0]
["2018-02-18T19:00:00",1,2,0]
["2018-02-18T20:00:00",1,2,0]
["2018-02-18T21:00:00",1,2,0]
["2018-02-18T22:00:00",1,2,0]
["2018-02-18T23:00:00",1,2,0]
["2018-02-19",1,2,0]
["2018-02-19T01:00:00",1,2,0]
["2018-02-19T02:00:00",1,2,0]
["2018-02-19T03:00:00",1,2,0]
["2018-02-19T04:00:00",1,2,0]
["2018-02-19T05:00:00",1,2,0]
["2018-02-19T06:00:00",1,1,0]
["2018-02-19T07:00:00",1,1,133.27199999999999]
["2018-02-19T08:00:00",1,1,460.82400000000001]
["2018-02-19T09:00:00",1,2,725.09]
["2018-02-19T10:00:00",1,2,928.25900000000001]
["2018-02-19T11:00:00",1,2,1033.3800000000001]
["2018-02-19T12:00:00",1,2,2841.92]
["2018-02-19T13:00:00",1,2,3228.45]
["2018-02-19T14:00:00",1,2,1422.69]
["2018-02-19T15:00:00",1,2,1141.33]
["2018-02-19T16:00:00",1,2,358.49099999999999]
["2018-02-19T17:00:00",1,2,314.95]
["2018-02-19T18:00:00",1,2,0]
["2018-02-19T19:00:00",1,2,0]
["2018-02-19T20:00:00",1,2,0]
["2018-02-19T21:00:00",1,2,0]
["2018-02-19T22:00:00",1,2,0]
["2018-02-19T23:00:00",1,2,0]
["2018-02-20",1,2,0]
["2018-02-20T01:00:00",1,2,0]
["2018-02-20T02:00:00",1,2,0]
["2018-02-20T03:00:00",1,2,0]
["2018-02-20T04:00:00",1,2,0]
["2018-02-20T05:00:00",1,2,0]
["2018-02-20T06:00:00",1,1,0]
["2018-02-20T07:00:00",1,1,136.48500000000001]
["2018-02-20T08:00:00",1,1,712.64599999999996]
["2018-02-20T09:00:00",1,2,1053.8800000000001]
["2018-02-20T10:00:00",1,2,2392.1]
["2018-02-20T11:00:00",1,2,5628.94]
["2018-02-20T12:00:00",1,2,6000]
["2018-02-20T13:00:00",1,2,5705.49]
["2018-02-20T14:00:00",1,2,5062.49]
["2018-02-20T15:00:00",1,2,3787.57]
["2018-02-20T16:00:00",1,2,2204.0300000000002]
["2018-02-20T17:00:00",1,2,530.04399999999998]
["2018-02-20T18:00:00",1,2,0]
["2018-02-20T19:00:00",1,2,0]
["2018-02-20T20:00:00",1,2,0]
["2018-02-20T21:00:00",1,2,0]
["2018-02-20T22:00:00",1,2,0]
["2018-02-20T23:00:00",1,2,0]
["2018-02-21",1,2,0]
["2018-02-21T01:00:00",1,2,0]
["2018-02-21T02:00:00",1,2,0]
["2018-02-21T03:00:00",1,2,0]
["2018-02-21T04:00:00",1,2,0]
["2018-02-21T05:00:00",1,2,0]
["2018-02-21T06:00:00",1,1,0]
["2018-02-21T07:00:00",1,1,708.89099999999996]
["2018-02-21T08:00:00",1,1,2456.9]
["2018-02-21T09:00:00",1,2,4030.63]
["2018-02-21T10:00:00",1,2,5074.37]
["2018-02-21T11:00:00",1,2,5457.36]
["2018-02-21T12:00:00",1,2,5799.09]
["2018-02-21T13:00:00",1,2,5705.09]
["2018-02-21T14:00:00",1,2,5012.4399999999996]
["2018-02-21T15:00:00",1,2,3854.85]
["2018-02-21T16:00:00",1,2,2313.7199999999998]
["2018-02-21T17:00:00",1,2,619.34400000000005]
["2018-02-21T18:00:00",1,2,0]
["2018-02-21T19:00:00",1,2,0]
["2018-02-21T20:00:00",1,2,0]
["2018-02-21T21:00:00",1,2,0]
["2018-02-21T22:00:00",1,2,0]
["2018-02-21T23:00:00",1,2,0]
["2018-02-22",1,2,0]
["2018-02-22T01:00:00",1,2,0]
["2018-02-22T02:00:00",1,2,0]
["2018-02-22T03:00:00",1,2,0]
["2018-02-22T04:00:00",1,2,0]
["2018-02-22T05:00:00",1,2,0]
["2018-02-22T06:00:00",1,1,0]
["2018-02-22T07:00:00",1,1,79.143000000000001]
["2018-02-22T08:00:00",1,1,837.08900000000006]
["2018-02-22T09:00:00",1,2,2425.63]
["2018-02-22T10:00:00",1,2,3231.59]
["2018-02-22T11:00:00",1,2,4695.1400000000003]
["2018-02-22T12:00:00",1,2,3535.12]
["2018-02-22T13:00:00",1,2,2503.36]
["2018-02-22T14:00:00",1,2,2139.13]
["2018-02-22T15:00:00",1,2,2997.09]
["2018-02-22T16:00:00",1,2,1899.54]
["2018-02-22T17:00:00",1,2,412.541]
["2018-02-22T18:00:00",1,2,0]
["2018-02-22T19:00:00",1,2,0]
["2018-02-22T20:00:00",1,2,0]
["2018-02-22T21:00:00",1,2,0]
["2018-02-22T22:00:00",1,2,0]
["2018-02-22T23:00:00",1,2,0]
["2018-02-23",1,2,0]
["2018-02-23T01:00:00",1,2,0]
["2018-02-23T02:00:00",1,2,0]
["2018-02-23T03:00:00",1,2,0]
["2018-02-23T04:00:00",1,2,0]
["2018-02-23T05:00:00",1,2,0]
["2018-02-23T06:00:00",1,1,0]
["2018-02-23T07:00:00",1,1,344.09199999999998]
["2018-02-23T08:00:00",1,1,1098.1099999999999]
["2018-02-23T09:00:00",1,2,2269.2800000000002]
["2018-02-23T10:00:00",1,2,3264.43]
["2018-02-23T11:00:00",1,2,2412.7199999999998]
["2018-02-23T12:00:00",1,2,2144.38]
["2018-02-23T13:00:00",1,2,3181.55]
["2018-02-23T14:00:00",1,2,2529.89]
["2018-02-23T15:00:00",1,2,1934.81]
["2018-02-23T16:00:00",1,2,506.363]
["2018-02-23T17:00:00",1,2,261.29300000000001]
["2018-02-23T18:00:00",1,2,0]
["2018-02-23T19:00:00",1,2,0]
["2018-02-23T20:00:00",1,2,0]
["2018-02-23T21:00:00",1,2,0]
["2018-02-23T22:00:00",1,2,0]
["2018-02-23T23:00:00",1,2,0]
["2018-02-24",1,2,0]
["2018-02-24T01:00:00",1,2,0]
["2018-02-24T02:00:00",1,2,0]
["2018-02-24T03:00:00",1,2,0]
["2018-02-24T04:00:00",1,2,0]
["2018-02-24T05:00:00",1,2,0]
["2018-02-24T06:00:00",1,2,0]
["2018-02-24T07:00:00",1,2,407.76100000000002]
["2018-02-24T08:00:00",1,2,1663.99]
["2018-02-24T09:00:00",1,2,3552.7]
["2018-02-24T10:00:00",1,2,3227.98]
["2018-02-24T11:00:00",1,2,3932.36]
["2018-02-24T12:00:00",1,2,5097.7700000000004]
["2018-02-24T13:00:00",1,2,4698.59]
["2018-02-24T14:00:00",1,2,4503.34]
["2018-02-24T15:00:00",1,2,2855.34]
["2018-02-24T16:00:00",1,2,1318.72]
["2018-02-24T17:00:00",1,2,490.78899999999999]
["2018-02-24T18:00:00",1,2,0]
["2018-02-24T19:00:00",1,2,0]
["2018-02-24T20:00:00",1,2,0]
["2018-02-24T21:00:00",1,2,0]
["2018-02-24T22:00:00",1,2,0]
["2018-02-24T23:00:00",1,2,0]
["2018-02-25",1,2,0]
["2018-02-25T01:00:00",1,2,0]
["2018-02-25T02:00:00",1,2,0]
["2018-02-25T03:00:00",1,2,0]
["2018-02-25T04:00:00",1,2,0]
["2018-02-25T05:00:00",1,2,0]
["2018-02-25T06:00:00",1,2,0]
["2018-02-25T07:00:00",1,2,115.38500000000001]
["2018-02-25T08:00:00",1,2,648.48599999999999]
["2018-02-25T09:00:00",1,2,1350.53]
["2018-02-25T10:00:00",1,2,2142.02]
["2018-02-25T11:00:00",1,2,3667.89]
["2018-02-25T12:00:00",1,2,2472.35]
["2018-02-25T13:00:00",1,2,2879.17]
["2018-02-25T14:00:00",1,2,642.11]
["2018-02-25T15:00:00",1,2,1341.64]
["2018-02-25T16:00:00",1,2,597.32799999999997]
["2018-02-25T17:00:00",1,2,140.048]
["2018-02-25T18:00:00",1,2,0]
["2018-02-25T19:00:00",1,2,0]
["2018-02-25T20:00:00",1,2,0]
["2018-02-25T21:00:00",1,2,0]
["2018-02-25T22:00:00",1,2,0]
["2018-02-25T23:00:00",1,2,0]
["2018-02-26",1,2,0]
["2018-02-26T01:00:00",1,2,0]
["2018-02-26T02:00:00",1,2,0]
["2018-02-26T03:00:00",1,2,0]
["2018-02-26T04:00:00",1,2,0]
["2018-02-26T05:00:00",1,2,0]
["2018-02-26T06:00:00",1,1,0]
["2018-02-26T07:00:00",1,1,112.045]
["2018-02-26T08:00:00",1,1,714.28700000000003]
["2018-02-26T09:00:00",1,2,1543.85]
["2018-02-26T10:00:00",1,2,2868.63]
["2018-02-26T11:00:00",1,2,2978.34]
["2018-02-26T12:00:00",1,2,1976.04]
["2018-02-26T13:00:00",1,2,3272.18]
["2018-02-26T14:00:00",1,2,1350.54]
["2018-02-26T15:00:00",1,2,2166.73]
["2018-02-26T16:00:00",1,2,403.62799999999999]
["2018-02-26T17:00:00",1,2,237.51400000000001]
["2018-02-26T18:00:00",1,2,0]
["2018-02-26T19:00:00",1,2,0]
["2018-02-26T20:00:00",1,2,0]
["2018-02-26T21:00:00",1,2,0]
["2018-02-26T22:00:00",1,2,0]
["2018-02-26T23:00:00",1,2,0]
["2018-02-27",1,2,0]
["2018-02-27T01:00:00",1,2,0]
["2018-02-27T02:00:00",1,2,0]
["2018-02-27T03:00:00",1,2,0]
["2018-02-27T04:00:00",1,2,0]
["2018-02-27T05:00:00",1,2,0]
["2018-02-27T06:00:00",1,1,0]
["2018-02-27T07:00:00",1,1,208.86]
["2018-02-27T08:00:00",1,1,696.63300000000004]
["2018-02-27T09:00:00",1,2,2980.12]
["2018-02-27T10:00:00",1,2,4366.1499999999996]
["2018-02-27T11:00:00",1,2,3426.31]
["2018-02-27T12:00:00",1,2,3163.24]
["2018-02-27T13:00:00",1,2,2773.78]
["2018-02-27T14:00:00",1,2,1342.86]
["2018-02-27T15:00:00",1,2,1264.53]
["2018-02-27T16:00:00",1,2,682.745]
["2018-02-27T17:00:00",1,2,192.327]
["2018-02-27T18:00:00",1,2,0]
["2018-02-27T19:00:00",1,2,0]
["2018-02-27T20:00:00",1,2,0]
["2018-02-27T21:00:00",1,2,0]
["2018-02-27T22:00:00",1,2,0]
["2018-02-27T23:00:00",1,2,0]
["2018-02-28",1,2,0]
["2018-02-28T01:00:00",1,2,0]
["2018-02-28T02:00:00",1,2,0]
["2018-02-28T03:00:00",1,2,0]
["2018-02-28T04:00:00",1,2,0]
["2018-02-28T05:00:00",1,2,0]
["2018-02-28T06:00:00",1,1,0]
["2018-02-28T07:00:00",1,1,681.53499999999997]
["2018-02-28T08:00:00",1,1,2482.65]
["2018-02-28T09:00:00",1,2,4071.1]
["2018-02-28T10:00:00",1,2,5177.34]
["2018-02-28T11:00:00",1,2,5621.48]
["2018-02-28T12:00:00",1,2,5717.36]
["2018-02-28T13:00:00",1,2,5460.71]
["2018-02-28T14:00:00",1,2,4920.32]
["2018-02-28T15:00:00",1,2,3761.39]
["2018-02-28T16:00:00",1,2,2210.33]
["2018-02-28T17:00:00",1,2,565.09299999999996]
["2018-02-28T18:00:00",1,2,0]
["2018-02-28T19:00:00",1,2,0]
["2018-02-28T20:00:00",1,2,0]
["2018-02-28T21:00:00",1,2,0]
["2018-02-28T22:00:00",1,2,0]
["2018-02-28T23:00:00",1,2,0]
["2018-03-01",1,2,0]
["2018-03-01T01:00:00",1,2,0]
["2018-03-01T02:00:00",1,2,0]
["2018-03-01T03:00:00",1,2,0]
["2018-03-01T04:00:00",1,2,0]
["2018-03-01T05:00:00",1,2,0]
["2018-03-01T06:00:00",1,1,0]
["2018-03-01T07:00:00",1,1,905.27599999999995]
["2018-03-01T08:00:00",1,1,2632.96]
["2018-03-01T09:00:00",1,2,4109.84]
["2018-03-01T10:00:00",1,2,5266.21]
["2018-03-01T11:00:00",1,2,5798.75]
["2018-03-01T12:00:00",1,2,5801.53]
["2018-03-01T13:00:00",1,2,5606.05]
["2018-03-01T14:00:00",1,2,4958.59]
["2018-03-01T15:00:00",1,2,3883.04]
["2018-03-01T16:00:00",1,2,2235.13]
["2018-03-01T17:00:00",1,2,686.84500000000003]
["2018-03-01T18:00:00",1,2,0]
["2018-03-01T19:00:00",1,2,0]
["2018-03-01T20:00:00",1,2,0]
["2018-03-01T21:00:00",1,2,0]
["2018-03-01T22:00:00",1,2,0]
["2018-03-01T23:00:00",1,2,0]
["2018-03-02",1,2,0]
["2018-03-02T01:00:00",1,2,0]
["2018-03-02T02:00:00",1,2,0]
["2018-03-02T03:00:00",1,2,0]
["2018-03-02T04:00:00",1,2,0]
["2018-03-02T05:00:00",1,2,0]
["2018-03-02T06:00:00",1,1,0]
["2018-03-02T07:00:00",1,1,903.89499999999998]
["2018-03-02T08:00:00",1,1,2613.64]
["2018-03-02T09:00:00",1,2,4069.57]
["2018-03-02T10:00:00",1,2,5192.1899999999996]
["2018-03-02T11:00:00",1,2,5738.39]
["2018-03-02T12:00:00",1,2,5852.77]
["2018-03-02T13:00:00",1,2,5601.48]
["2018-03-02T14:00:00",1,2,4956.75]
["2018-03-02T15:00:00",1,2,3833.71]
["2018-03-02T16:00:00",1,2,2317.9499999999998]
["2018-03-02T17:00:00",1,2,663.27]
["2018-03-02T18:00:00",1,2,0]
["2018-03-02T19:00:00",1,2,0]
["2018-03-02T20:00:00",1,2,0]
["2018-03-02T21:00:00",1,2,0]
["2018-03-02T22:00:00",1,2,0]
["2018-03-02T23:00:00",1,2,0]
["2018-03-03",1,2,0]
["2018-03-03T01:00:00",1,2,0]
["2018-03-03T02:00:00",1,2,0]
["2018-03-03T03:00:00",1,2,0]
["2018-03-03T04:00:00",1,2,0]
["2018-03-03T05:00:00",1,2,0]
["2018-03-03T06:00:00",1,2,0]
["2018-03-03T07:00:00",1,2,359.25099999999998]
["2018-03-03T08:00:00",1,2,1220.3399999999999]
["2018-03-03T09:00:00",1,2,844.59299999999996]
["2018-03-03T10:00:00",1,2,687.86599999999999]
["2018-03-03T11:00:00",1,2,712.68]
["2018-03-03T12:00:00",1,2,1255.0999999999999]
["2018-03-03T13:00:00",1,2,588.404]
["2018-03-03T14:00:00",1,2,636.40899999999999]
["2018-03-03T15:00:00",1,2,828.24300000000005]
["2018-03-03T16:00:00",1,2,654.01800000000003]
["2018-03-03T17:00:00",1,2,234.62799999999999]
["2018-03-03T18:00:00",1,2,0]
["2018-03-03T19:00:00",1,2,0]
["2018-03-03T20:00:00",1,2,0]
["2018-03-03T21:00:00",1,2,0]
["2018-03-03T22:00:00",1,2,0]
["2018-03-03T23:00:00",1,2,0]
["2018-03-04",1,2,0]
["2018-03-04T01:00:00",1,2,0]
["2018-03-04T02:00:00",1,2,0]
["2018-03-04T03:00:00",1,2,0]
["2018-03-04T04:00:00",1,2,0]
["2018-03-04T05:00:00",1,2,0]
["2018-03-04T06:00:00",1,2,0]
["2018-03-04T07:00:00",1,2,132.18899999999999]
["2018-03-04T08:00:00",1,2,288.23200000000003]
["2018-03-04T09:00:00",1,2,683.75]
["2018-03-04T10:00:00",1,2,1192.27]
["2018-03-04T11:00:00",1,2,958.24199999999996]
["2018-03-04T12:00:00",1,2,529.30100000000004]
["2018-03-04T13:00:00",1,2,468.74599999999998]
["2018-03-04T14:00:00",1,2,718.82899999999995]
["2018-03-04T15:00:00",1,2,1146.3]
["2018-03-04T16:00:00",1,2,690.57600000000002]
["2018-03-04T17:00:00",1,2,258.25200000000001]
["2018-03-04T18:00:00",1,2,0]
["2018-03-04T19:00:00",1,2,0]
["2018-03-04T20:00:00",1,2,0]
["2018-03-04T21:00:00",1,2,0]
["2018-03-04T22:00:00",1,2,0]
["2018-03-04T23:00:00",1,2,0]
["2018-03-05",1,2,0]
["2018-03-05T01:00:00",1,2,0]
["2018-03-05T02:00:00",1,2,0]
["2018-03-05T03:00:00",1,2,0]
["2018-03-05T04:00:00",1,2,0]
["2018-03-05T05:00:00",1,2,0]
["2018-03-05T06:00:00",1,1,0]
["2018-03-05T07:00:00",1,1,100.352]
["2018-03-05T08:00:00",1,1,392.83199999999999]
["2018-03-05T09:00:00",1,2,722.33]
["2018-03-05T10:00:00",1,2,1049.27]
["2018-03-05T11:00:00",1,2,818.32100000000003]
["2018-03-05T12:00:00",1,2,762.99099999999999]
["2018-03-05T13:00:00",1,2,1130.48]
["2018-03-05T14:00:00",1,2,972.23400000000004]
["2018-03-05T15:00:00",1,2,629.38499999999999]
["2018-03-05T16:00:00",1,2,462.86799999999999]
["2018-03-05T17:00:00",1,2,124.946]
["2018-03-05T18:00:00",1,2,0]
["2018-03-05T19:00:00",1,2,0]
["2018-03-05T20:00:00",1,2,0]
["2018-03-05T21:00:00",1,2,0]
["2018-03-05T22:00:00",1,2,0]
["2018-03-05T23:00:00",1,2,0]
["2018-03-06",1,2,0]
["2018-03-06T01:00:00",1,2,0]
["2018-03-06T02:00:00",1,2,0]
["2018-03-06T03:00:00",1,2,0]
["2018-03-06T04:00:00",1,2,0]
["2018-03-06T05:00:00",1,2,0]
["2018-03-06T06:00:00",1,1,0]
["2018-03-06T07:00:00",1,1,363.72699999999998]
["2018-03-06T08:00:00",1,1,845.4]
["2018-03-06T09:00:00",1,2,1092.08]
["2018-03-06T10:00:00",1,2,1579.08]
["2018-03-06T11:00:00",1,2,2113.84]
["2018-03-06T12:00:00",1,2,1512.69]
["2018-03-06T13:00:00",1,2,1235.9000000000001]
["2018-03-06T14:00:00",1,2,1385.44]
["2018-03-06T15:00:00",1,2,1248.52]
["2018-03-06T16:00:00",1,2,344.91300000000001]
["2018-03-06T17:00:00",1,2,42.624499999999998]
["2018-03-06T18:00:00",1,2,0]
["2018-03-06T19:00:00",1,2,0]
["2018-03-06T20:00:00",1,2,0]
["2018-03-06T21:00:00",1,2,0]
["2018-03-06T22:00:00",1,2,0]
["2018-03-06T23:00:00",1,2,0]
["2018-03-07",1,2,0]
["2018-03-07T01:00:00",1,2,0]
["2018-03-07T02:00:00",1,2,0]
["2018-03-07T03:00:00",1,2,0]
["2018-03-07T04:00:00",1,2,0]
["2018-03-07T05:00:00",1,2,0]
["2018-03-07T06:00:00",1,1,15.629099999999999]
["2018-03-07T07:00:00",1,1,969.76]
["2018-03-07T08:00:00",1,1,2504.38]
["2018-03-07T09:00:00",1,2,3996.45]
["2018-03-07T10:00:00",1,2,5013.01]
["2018-03-07T11:00:00",1,2,5551.6]
["2018-03-07T12:00:00",1,2,5579.45]
["2018-03-07T13:00:00",1,2,5386.63]
["2018-03-07T14:00:00",1,2,4812.3100000000004]
["2018-03-07T15:00:00",1,2,3595.53]
["2018-03-07T16:00:00",1,2,2195.64]
["2018-03-07T17:00:00",1,2,654.28099999999995]
["2018-03-07T18:00:00",1,2,0]
["2018-03-07T19:00:00",1,2,0]
["2018-03-07T20:00:00",1,2,0]
["2018-03-07T21:00:00",1,2,0]
["2018-03-07T22:00:00",1,2,0]
["2018-03-07T23:00:00",1,2,0]
["2018-03-08",1,2,0]
["2018-03-08T01:00:00",1,2,0]
["2018-03-08T02:00:00",1,2,0]
["2018-03-08T03:00:00",1,2,0]
["2018-03-08T04:00:00",1,2,0]
["2018-03-08T05:00:00",1,2,0]
["2018-03-08T06:00:00",1,1,42.761400000000002]
["2018-03-08T07:00:00",1,1,851.00800000000004]
["2018-03-08T08:00:00",1,1,2260.36]
["2018-03-08T09:00:00",1,2,3813.81]
["2018-03-08T10:00:00",1,2,4780.49]
["2018-03-08T11:00:00",1,2,5041.6400000000003]
["2018-03-08T12:00:00",1,2,5278.96]
["2018-03-08T13:00:00",1,2,4533.08]
["2018-03-08T14:00:00",1,2,3331.78]
["2018-03-08T15:00:00",1,2,2201.36]
["2018-03-08T16:00:00",1,2,863.70100000000002]
["2018-03-08T17:00:00",1,2,251.988]
["2018-03-08T18:00:00",1,2,0]
["2018-03-08T19:00:00",1,2,0]
["2018-03-08T20:00:00",1,2,0]
["2018-03-08T21:00:00",1,2,0]
["2018-03-08T22:00:00",1,2,0]
["2018-03-08T23:00:00",1,2,0]
["2018-03-09",1,2,0]
["2018-03-09T01:00:00",1,2,0]
["2018-03-09T02:00:00",1,2,0]
["2018-03-09T03:00:00",1,2,0]
["2018-03-09T04:00:00",1,2,0]
["2018-03-09T05:00:00",1,2,0]
["2018-03-09T06:00:00",1,1,0]
["2018-03-09T07:00:00",1,1,203.244]
["2018-03-09T08:00:00",1,1,303.82799999999997]
["2018-03-09T09:00:00",1,2,708.19200000000001]
["2018-03-09T10:00:00",1,2,1036.79]
["2018-03-09T11:00:00",1,2,1296.43]
["2018-03-09T12:00:00",1,2,624.98099999999999]
["2018-03-09T13:00:00",1,2,1177.51]
["2018-03-09T14:00:00",1,2,1066.18]
["2018-03-09T15:00:00",1,2,1516.2]
["2018-03-09T16:00:00",1,2,155.55099999999999]
["2018-03-09T17:00:00",1,2,22.707599999999999]
["2018-03-09T18:00:00",1,2,0]
["2018-03-09T19:00:00",1,2,0]
["2018-03-09T20:00:00",1,2,0]
["2018-03-09T21:00:00",1,2,0]
["2018-03-09T22:00:00",1,2,0]
["2018-03-09T23:00:00",1,2,0]
["2018-03-10",1,2,0]
["2018-03-10T01:00:00",1,2,0]
["2018-03-10T02:00:00",1,2,0]
["2018-03-10T03:00:00",1,2,0]
["2018-03-10T04:00:00",1,2,0]
["2018-03-10T05:00:00",1,2,0]
["2018-03-10T06:00:00",1,2,0]
["2018-03-10T07:00:00",1,2,55.014899999999997]
["2018-03-10T08:00:00",1,2,250.084]
["2018-03-10T09:00:00",1,2,1590.97]
["2018-03-10T10:00:00",1,2,1192.99]
["2018-03-10T11:00:00",1,2,1308.98]
["2018-03-10T12:00:00",1,2,1400.65]
["2018-03-10T13:00:00",1,2,1388.85]
["2018-03-10T14:00:00",1,2,1164.5]
["2018-03-10T15:00:00",1,2,1652.96]
["2018-03-10T16:00:00",1,2,438.05399999999997]
["2018-03-10T17:00:00",1,2,342.83499999999998]
["2018-03-10T18:00:00",1,2,0]
["2018-03-10T19:00:00",1,2,0]
["2018-03-10T20:00:00",1,2,0]
["2018-03-10T21:00:00",1,2,0]
["2018-03-10T22:00:00",1,2,0]
["2018-03-10T23:00:00",1,2,0]
["2018-03-11",1,2,0]
["2018-03-11T01:00:00",1,2,0]
["2018-03-11T02:00:00",1,2,0]
["2018-03-11T03:00:00",1,2,0]
["2018-03-11T04:00:00",1,2,0]
["2018-03-11T05:00:00",1,2,0]
["2018-03-11T06:00:00",1,2,59.874400000000001]
["2018-03-11T07:00:00",1,2,1103.3800000000001]
["2018-03-11T08:00:00",1,2,2861.26]
["2018-03-11T09:00:00",1,2,4269.05]
["2018-03-11T10:00:00",1,2,5294.33]
["2018-03-11T11:00:00",1,2,5852.38]
["2018-03-11T12:00:00",1,2,6000]
["2018-03-11T13:00:00",1,2,5697.33]
["2018-03-11T14:00:00",1,2,4818.1099999999997]
["2018-03-11T15:00:00",1,2,3694.05]
["2018-03-11T16:00:00",1,2,2241.98]
["2018-03-11T17:00:00",1,2,733.85599999999999]
["2018-03-11T18:00:00",1,2,0]
["2018-03-11T19:00:00",1,2,0]
["2018-03-11T20:00:00",1,2,0]
["2018-03-11T21:00:00",1,2,0]
["2018-03-11T22:00:00",1,2,0]
["2018-03-11T23:00:00",1,2,0]
["2018-03-12",1,2,0]
["2018-03-12T01:00:00",1,2,0]
["2018-03-12T02:00:00",1,2,0]
["2018-03-12T03:00:00",1,2,0]
["2018-03-12T04:00:00",1,2,0]
["2018-03-12T05:00:00",1,2,0]
["2018-03-12T06:00:00",1,1,38.122]
["2018-03-12T07:00:00",1,1,1194.8800000000001]
["2018-03-12T08:00:00",1,1,2924.46]
["2018-03-12T09:00:00",1,2,4291.38]
["2018-03-12T10:00:00",1,2,5483.8]
["2018-03-12T11:00:00",1,2,5995.51]
["2018-03-12T12:00:00",1,2,5909.79]
["2018-03-12T13:00:00",1,2,5420.46]
["2018-03-12T14:00:00",1,2,4208.49]
["2018-03-12T15:00:00",1,2,3816.78]
["2018-03-12T16:00:00",1,2,2174.14]
["2018-03-12T17:00:00",1,2,543.33000000000004]
["2018-03-12T18:00:00",1,2,0]
["2018-03-12T19:00:00",1,2,0]
["2018-03-12T20:00:00",1,2,0]
["2018-03-12T21:00:00",1,2,0]
["2018-03-12T22:00:00",1,2,0]
["2018-03-12T23:00:00",1,2,0]
["2018-03-13",1,2,0]
["2018-03-13T01:00:00",1,2,0]
["2018-03-13T02:00:00",1,2,0]
["2018-03-13T03:00:00",1,2,0]
["2018-03-13T04:00:00",1,2,0]
["2018-03-13T05:00:00",1,2,0]
["2018-03-13T06:00:00",1,1,0]
["2018-03-13T07:00:00",1,1,207.99199999999999]
["2018-03-13T08:00:00",1,1,343.42200000000003]
["2018-03-13T09:00:00",1,2,548.03499999999997]
["2018-03-13T10:00:00",1,2,2552.81]
["2018-03-13T11:00:00",1,2,5570.63]
["2018-03-13T12:00:00",1,2,5720.74]
["2018-03-13T13:00:00",1,2,5845.82]
["2018-03-13T14:00:00",1,2,5133.87]
["2018-03-13T15:00:00",1,2,3519.94]
["2018-03-13T16:00:00",1,2,2360.9]
["2018-03-13T17:00:00",1,2,645.64]
["2018-03-13T18:00:00",1,2,0]
["2018-03-13T19:00:00",1,2,0]
["2018-03-13T20:00:00",1,2,0]
["2018-03-13T21:00:00",1,2,0]
["2018-03-13T22:00:00",1,2,0]
["2018-03-13T23:00:00",1,2,0]
["2018-03-14",1,2,0]
["2018-03-14T01:00:00",1,2,0]
["2018-03-14T02:00:00",1,2,0]
["2018-03-14T03:00:00",1,2,0]
["2018-03-14T04:00:00",1,2,0]
["2018-03-14T05:00:00",1,2,0]
["2018-03-14T06:00:00",1,1,58.680500000000002]
["2018-03-14T07:00:00",1,1,724.33699999999999]
["2018-03-14T08:00:00",1,1,1280.58]
["2018-03-14T09:00:00",1,2,1549.76]
["2018-03-14T10:00:00",1,2,1961.23]
["2018-03-14T11:00:00",1,2,3431.72]
["2018-03-14T12:00:00",1,2,3510.64]
["2018-03-14T13:00:00",1,2,1981.04]
["2018-03-14T14:00:00",1,2,1675.77]
["2018-03-14T15:00:00",1,2,1727.16]
["2018-03-14T16:00:00",1,2,1833.44]
["2018-03-14T17:00:00",1,2,297.46899999999999]
["2018-03-14T18:00:00",1,2,0]
["2018-03-14T19:00:00",1,2,0]
["2018-03-14T20:00:00",1,2,0]
["2018-03-14T21:00:00",1,2,0]
["2018-03-14T22:00:00",1,2,0]
["2018-03-14T23:00:00",1,2,0]
["2018-03-15",1,2,0]
["2018-03-15T01:00:00",1,2,0]
["2018-03-15T02:00:00",1,2,0]
["2018-03-15T03:00:00",1,2,0]
["2018-03-15T04:00:00",1,2,0]
["2018-03-15T05:00:00",1,2,0]
["2018-03-15T06:00:00",1,1,72.130899999999997]
["2018-03-15T07:00:00",1,1,1304.79]
["2018-03-15T08:00:00",1,1,3089.24]
["2018-03-15T09:00:00",1,2,4618.2]
["2018-03-15T10:00:00",1,2,5119.57]
["2018-03-15T11:00:00",1,2,4313.41]
["2018-03-15T12:00:00",1,2,5088.49]
["2018-03-15T13:00:00",1,2,3262.55]
["2018-03-15T14:00:00",1,2,3198.28]
["2018-03-15T15:00:00",1,2,2813.69]
["2018-03-15T16:00:00",1,2,1760.17]
["2018-03-15T17:00:00",1,2,434.49700000000001]
["2018-03-15T18:00:00",1,2,0]
["2018-03-15T19:00:00",1,2,0]
["2018-03-15T20:00:00",1,2,0]
["2018-03-15T21:00:00",1,2,0]
["2018-03-15T22:00:00",1,2,0]
["2018-03-15T23:00:00",1,2,0]
["2018-03-16",1,2,0]
["2018-03-16T01:00:00",1,2,0]
["2018-03-16T02:00:00",1,2,0]
["2018-03-16T03:00:00",1,2,0]
["2018-03-16T04:00:00",1,2,0]
["2018-03-16T05:00:00",1,2,0]
["2018-03-16T06:00:00",1,1,77.3536]
["2018-03-16T07:00:00",1,1,1304.1099999999999]
["2018-03-16T08:00:00",1,1,3078.39]
["2018-03-16T09:00:00",1,2,4622.1000000000004]
["2018-03-16T10:00:00",1,2,5620.01]
["2018-03-16T11:00:00",1,2,6000]
["2018-03-16T12:00:00",1,2,6000]
["2018-03-16T13:00:00",1,2,6000]
["2018-03-16T14:00:00",1,2,5411.92]
["2018-03-16T15:00:00",1,2,4055.28]
["2018-03-16T16:00:00",1,2,2435.56]
["2018-03-16T17:00:00",1,2,782.37]
["2018-03-16T18:00:00",1,2,0]
["2018-03-16T19:00:00",1,2,0]
["2018-03-16T20:00:00",1,2,0]
["2018-03-16T21:00:00",1,2,0]
["2018-03-16T22:00:00",1,2,0]
["2018-03-16T23:00:00",1,2,0]
["2018-03-17",1,2,0]
["2018-03-17T01:00:00",1,2,0]
["2018-03-17T02:00:00",1,2,0]
["2018-03-17T03:00:00",1,2,0]
["2018-03-17T04:00:00",1,2,0]
["2018-03-17T05:00:00",1,2,0]
["2018-03-17T06:00:00",1,2,0]
["2018-03-17T07:00:00",1,2,1226.75]
["2018-03-17T08:00:00",1,2,2971.68]
["2018-03-17T09:00:00",1,2,4628.2299999999996]
["2018-03-17T10:00:00",1,2,5519.92]
["2018-03-17T11:00:00",1,2,6000]
["2018-03-17T12:00:00",1,2,6000]
["2018-03-17T13:00:00",1,2,5973.69]
["2018-03-17T14:00:00",1,2,5236.2700000000004]
["2018-03-17T15:00:00",1,2,4128.96]
["2018-03-17T16:00:00",1,2,2497.41]
["2018-03-17T17:00:00",1,2,812.35199999999998]
["2018-03-17T18:00:00",1,2,0]
["2018-03-17T19:00:00",1,2,0]
["2018-03-17T20:00:00",1,2,0]
["2018-03-17T21:00:00",1,2,0]
["2018-03-17T22:00:00",1,2,0]
["2018-03-17T23:00:00",1,2,0]
["2018-03-18",1,2,0]
["2018-03-18T01:00:00",1,2,0]
["2018-03-18T02:00:00",1,2,0]
["2018-03-18T03:00:00",1,2,0]
["2018-03-18T04:00:00",1,2,0]
["2018-03-18T05:00:00",1,2,0]
["2018-03-18T06:00:00",1,2,126.71]
["2018-03-18T07:00:00",1,2,978.67499999999995]
["2018-03-18T08:00:00",1,2,1260.18]
["2018-03-18T09:00:00",1,2,1443.42]
["2018-03-18T10:00:00",1,2,1736.36]
["2018-03-18T11:00:00",1,2,1378.08]
["2018-03-18T12:00:00",1,2,821.54899999999998]
["2018-03-18T13:00:00",1,2,543.74099999999999]
["2018-03-18T14:00:00",1,2,496.84899999999999]
["2018-03-18T15:00:00",1,2,418.71499999999997]
["2018-03-18T16:00:00",1,2,190.03]
["2018-03-18T17:00:00",1,2,56.022100000000002]
["2018-03-18T18:00:00",1,2,0]
["2018-03-18T19:00:00",1,2,0]
["2018-03-18T20:00:00",1,2,0]
["2018-03-18T21:00:00",1,2,0]
["2018-03-18T22:00:00",1,2,0]
["2018-03-18T23:00:00",1,2,0]
["2018-03-19",1,2,0]
["2018-03-19T01:00:00",1,2,0]
["2018-03-19T02:00:00",1,2,0]
["2018-03-19T03:00:00",1,2,0]
["2018-03-19T04:00:00",1,2,0]
["2018-03-19T05:00:00",1,2,0]
["2018-03-19T06:00:00",1,1,82.123000000000005]
["2018-03-19T07:00:00",1,1,431.51499999999999]
["2018-03-19T08:00:00",1,1,336.88499999999999]
["2018-03-19T09:00:00",1,2,811.28300000000002]
["2018-03-19T10:00:00",1,2,942.50699999999995]
["2018-03-19T11:00:00",1,2,1361.23]
["2018-03-19T12:00:00",1,2,1488.15]
["2018-03-19T13:00:00",1,2,3932.85]
["2018-03-19T14:00:00",1,2,3494.31]
["2018-03-19T15:00:00",1,2,2717.92]
["2018-03-19T16:00:00",1,2,2461.58]
["2018-03-19T17:00:00",1,2,762.66200000000003]
["2018-03-19T18:00:00",1,2,0]
["2018-03-19T19:00:00",1,2,0]
["2018-03-19T20:00:00",1,2,0]
["2018-03-19T21:00:00",1,2,0]
["2018-03-19T22:00:00",1,2,0]
["2018-03-19T23:00:00",1,2,0]
["2018-03-20",1,2,0]
["2018-03-20T01:00:00",1,2,0]
["2018-03-20T02:00:00",1,2,0]
["2018-03-20T03:00:00",1,2,0]
["2018-03-20T04:00:00",1,2,0]
["2018-03-20T05:00:00",1,2,0]
["2018-03-20T06:00:00",1,1,124.3]
["2018-03-20T07:00:00",1,1,1238.33]
["2018-03-20T08:00:00",1,1,2845.81]
["2018-03-20T09:00:00",1,2,4423.3]
["2018-03-20T10:00:00",1,2,5588.82]
["2018-03-20T11:00:00",1,2,5895.06]
["2018-03-20T12:00:00",1,2,6000]
["2018-03-20T13:00:00",1,2,4628.58]
["2018-03-20T14:00:00",1,2,4493.1899999999996]
["2018-03-20T15:00:00",1,2,3778.24]
["2018-03-20T16:00:00",1,2,2158.19]
["2018-03-20T17:00:00",1,2,758.16200000000003]
["2018-03-20T18:00:00",1,2,0]
["2018-03-20T19:00:00",1,2,0]
["2018-03-20T20:00:00",1,2,0]
["2018-03-20T21:00:00",1,2,0]
["2018-03-20T22:00:00",1,2,0]
["2018-03-20T23:00:00",1,2,0]
["2018-03-21",1,2,0]
["2018-03-21T01:00:00",1,2,0]
["2018-03-21T02:00:00",1,2,0]
["2018-03-21T03:00:00",1,2,0]
["2018-03-21T04:00:00",1,2,0]
["2018-03-21T05:00:00",1,2,0]
["2018-03-21T06:00:00",1,1,164.92]
["2018-03-21T07:00:00",1,1,986.86699999999996]
["2018-03-21T08:00:00",1,1,2433.1]
["2018-03-21T09:00:00",1,2,2937.87]
["2018-03-21T10:00:00",1,2,4043.16]
["2018-03-21T11:00:00",1,2,5891.84]
["2018-03-21T12:00:00",1,2,6000]
["2018-03-21T13:00:00",1,2,5702.02]
["2018-03-21T14:00:00",1,2,5012.24]
["2018-03-21T15:00:00",1,2,3861.88]
["2018-03-21T16:00:00",1,2,2364.8000000000002]
["2018-03-21T17:00:00",1,2,772.17899999999997]
["2018-03-21T18:00:00",1,2,9.8891299999999998]
["2018-03-21T19:00:00",1,2,0]
["2018-03-21T20:00:00",1,2,0]
["2018-03-21T21:00:00",1,2,0]
["2018-03-21T22:00:00",1,2,0]
["2018-03-21T23:00:00",1,2,0]
["2018-03-22",1,2,0]
["2018-03-22T01:00:00",1,2,0]
["2018-03-22T02:00:00",1,2,0]
["2018-03-22T03:00:00",1,2,0]
["2018-03-22T04:00:00",1,2,0]
["2018-03-22T05:00:00",1,2,0]
["2018-03-22T06:00:00",1,1,163.816]
["2018-03-22T07:00:00",1,1,872.22699999999998]
["2018-03-22T08:00:00",1,1,2535.54]
["2018-03-22T09:00:00",1,2,3914.52]
["2018-03-22T10:00:00",1,2,5055.45]
["2018-03-22T11:00:00",1,2,5795.61]
["2018-03-22T12:00:00",1,2,5927.18]
["2018-03-22T13:00:00",1,2,5706.75]
["2018-03-22T14:00:00",1,2,5056.8599999999997]
["2018-03-22T15:00:00",1,2,3798.45]
["2018-03-22T16:00:00",1,2,2323.37]
["2018-03-22T17:00:00",1,2,775.32500000000005]
["2018-03-22T18:00:00",1,2,0]
["2018-03-22T19:00:00",1,2,0]
["2018-03-22T20:00:00",1,2,0]
["2018-03-22T21:00:00",1,2,0]
["2018-03-22T22:00:00",1,2,0]
["2018-03-22T23:00:00",1,2,0]
["2018-03-23",1,2,0]
["2018-03-23T01:00:00",1,2,0]
["2018-03-23T02:00:00",1,2,0]
["2018-03-23T03:00:00",1,2,0]
["2018-03-23T04:00:00",1,2,0]
["2018-03-23T05:00:00",1,2,0]
["2018-03-23T06:00:00",1,1,31.472300000000001]
["2018-03-23T07:00:00",1,1,455.26]
["2018-03-23T08:00:00",1,1,1354.94]
["2018-03-23T09:00:00",1,2,1969.74]
["2018-03-23T10:00:00",1,2,2491.23]
["2018-03-23T11:00:00",1,2,2158.6999999999998]
["2018-03-23T12:00:00",1,2,2781.32]
["2018-03-23T13:00:00",1,2,3368.96]
["2018-03-23T14:00:00",1,2,2947.49]
["2018-03-23T15:00:00",1,2,2877.41]
["2018-03-23T16:00:00",1,2,1881.32]
["2018-03-23T17:00:00",1,2,308.95299999999997]
["2018-03-23T18:00:00",1,2,0]
["2018-03-23T19:00:00",1,2,0]
["2018-03-23T20:00:00",1,2,0]
["2018-03-23T21:00:00",1,2,0]
["2018-03-23T22:00:00",1,2,0]
["2018-03-23T23:00:00",1,2,0]
["2018-03-24",1,2,0]
["2018-03-24T01:00:00",1,2,0]
["2018-03-24T02:00:00",1,2,0]
["2018-03-24T03:00:00",1,2,0]
["2018-03-24T04:00:00",1,2,0]
["2018-03-24T05:00:00",1,2,0]
["2018-03-24T06:00:00",1,2,107.467]
["2018-03-24T07:00:00",1,2,527.79700000000003]
["2018-03-24T08:00:00",1,2,1266.56]
["2018-03-24T09:00:00",1,2,1837.79]
["2018-03-24T10:00:00",1,2,2268.81]
["2018-03-24T11:00:00",1,2,3073.89]
["2018-03-24T12:00:00",1,2,3448.71]
["2018-03-24T13:00:00",1,2,4609.3900000000003]
["2018-03-24T14:00:00",1,2,4172.45]
["2018-03-24T15:00:00",1,2,3573.44]
["2018-03-24T16:00:00",1,2,2263.9899999999998]
["2018-03-24T17:00:00",1,2,691.84699999999998]
["2018-03-24T18:00:00",1,2,6.6905400000000004]
["2018-03-24T19:00:00",1,2,0]
["2018-03-24T20:00:00",1,2,0]
["2018-03-24T21:00:00",1,2,0]
["2018-03-24T22:00:00",1,2,0]
["2018-03-24T23:00:00",1,2,0]
["2018-03-25",1,2,0]
["2018-03-25T01:00:00",1,2,0]
["2018-03-25T02:00:00",1,2,0]
["2018-03-25T03:00:00",1,2,0]
["2018-03-25T04:00:00",1,2,0]
["2018-03-25T05:00:00",1,2,0]
["2018-03-25T06:00:00",1,2,205.523]
["2018-03-25T07:00:00",1,2,883.89099999999996]
["2018-03-25T08:00:00",1,2,2239.31]
["2018-03-25T09:00:00",1,2,3013.58]
["2018-03-25T10:00:00",1,2,3590.36]
["2018-03-25T11:00:00",1,2,3776.93]
["2018-03-25T12:00:00",1,2,4011.87]
["2018-03-25T13:00:00",1,2,4083.85]
["2018-03-25T14:00:00",1,2,4451.0600000000004]
["2018-03-25T15:00:00",1,2,2809.85]
["2018-03-25T16:00:00",1,2,1767.28]
["2018-03-25T17:00:00",1,2,645.71199999999999]
["2018-03-25T18:00:00",1,2,4.2026700000000003]
["2018-03-25T19:00:00",1,2,0]
["2018-03-25T20:00:00",1,2,0]
["2018-03-25T21:00:00",1,2,0]
["2018-03-25T22:00:00",1,2,0]
["2018-03-25T23:00:00",1,2,0]
["2018-03-26",1,2,0]
["2018-03-26T01:00:00",1,2,0]
["2018-03-26T02:00:00",1,2,0]
["2018-03-26T03:00:00",1,2,0]
["2018-03-26T04:00:00",1,2,0]
["2018-03-26T05:00:00",1,2,0]
["2018-03-26T06:00:00",1,1,0]
["2018-03-26T07:00:00",1,1,136.59899999999999]
["2018-03-26T08:00:00",1,1,698.04]
["2018-03-26T09:00:00",1,2,660.81600000000003]
["2018-03-26T10:00:00",1,2,867.00800000000004]
["2018-03-26T11:00:00",1,2,915.98199999999997]
["2018-03-26T12:00:00",1,2,1810.1]
["2018-03-26T13:00:00",1,2,1987.78]
["2018-03-26T14:00:00",1,2,2620.0500000000002]
["2018-03-26T15:00:00",1,2,3629.25]
["2018-03-26T16:00:00",1,2,2295.92]
["2018-03-26T17:00:00",1,2,794.00599999999997]
["2018-03-26T18:00:00",1,2,28.671900000000001]
["2018-03-26T19:00:00",1,2,0]
["2018-03-26T20:00:00",1,2,0]
["2018-03-26T21:00:00",1,2,0]
["2018-03-26T22:00:00",1,2,0]
["2018-03-26T23:00:00",1,2,0]
["2018-03-27",1,2,0]
["2018-03-27T01:00:00",1,2,0]
["2018-03-27T02:00:00",1,2,0]
["2018-03-27T03:00:00",1,2,0]
["2018-03-27T04:00:00",1,2,0]
["2018-03-27T05:00:00",1,2,0]
["2018-03-27T06:00:00",1,1,275.88499999999999]
["2018-03-27T07:00:00",1,1,1351.75]
["2018-03-27T08:00:00",1,1,2776.7]
["2018-03-27T09:00:00",1,2,4455.33]
["2018-03-27T10:00:00",1,2,5561.87]
["2018-03-27T11:00:00",1,2,5962.37]
["2018-03-27T12:00:00",1,2,6000]
["2018-03-27T13:00:00",1,2,5877.22]
["2018-03-27T14:00:00",1,2,5327.71]
["2018-03-27T15:00:00",1,2,4114.28]
["2018-03-27T16:00:00",1,2,2627.63]
["2018-03-27T17:00:00",1,2,845.07899999999995]
["2018-03-27T18:00:00",1,2,3.1188899999999999]
["2018-03-27T19:00:00",1,2,0]
["2018-03-27T20:00:00",1,2,0]
["2018-03-27T21:00:00",1,2,0]
["2018-03-27T22:00:00",1,2,0]
["2018-03-27T23:00:00",1,2,0]
["2018-03-28",1,2,0]
["2018-03-28T01:00:00",1,2,0]
["2018-03-28T02:00:00",1,2,0]
["2018-03-28T03:00:00",1,2,0]
["2018-03-28T04:00:00",1,2,0]
["2018-03-28T05:00:00",1,2,0]
["2018-03-28T06:00:00",1,1,277.21199999999999]
["2018-03-28T07:00:00",1,1,1466.02]
["2018-03-28T08:00:00",1,1,3106.76]
["2018-03-28T09:00:00",1,2,4573.3999999999996]
["2018-03-28T10:00:00",1,2,5509.34]
["2018-03-28T11:00:00",1,2,5848.75]
["2018-03-28T12:00:00",1,2,6000]
["2018-03-28T13:00:00",1,2,5648.21]
["2018-03-28T14:00:00",1,2,4865.58]
["2018-03-28T15:00:00",1,2,3812.78]
["2018-03-28T16:00:00",1,2,2351.25]
["2018-03-28T17:00:00",1,2,916.53599999999994]
["2018-03-28T18:00:00",1,2,12.6919]
["2018-03-28T19:00:00",1,2,0]
["2018-03-28T20:00:00",1,2,0]
["2018-03-28T21:00:00",1,2,0]
["2018-03-28T22:00:00",1,2,0]
["2018-03-28T23:00:00",1,2,0]
["2018-03-29",1,2,0]
["2018-03-29T01:00:00",1,2,0]
["2018-03-29T02:00:00",1,2,0]
["2018-03-29T03:00:00",1,2,0]
["2018-03-29T04:00:00",1,2,0]
["2018-03-29T05:00:00",1,2,0]
["2018-03-29T06:00:00",1,1,187.29900000000001]
["2018-03-29T07:00:00",1,1,1419.29]
["2018-03-29T08:00:00",1,1,3052.5]
["2018-03-29T09:00:00",1,2,4279.67]
["2018-03-29T10:00:00",1,2,5277.75]
["2018-03-29T11:00:00",1,2,5785.15]
["2018-03-29T12:00:00",1,2,5852.18]
["2018-03-29T13:00:00",1,2,5469.63]
["2018-03-29T14:00:00",1,2,4865.21]
["2018-03-29T15:00:00",1,2,3770.11]
["2018-03-29T16:00:00",1,2,2128.06]
["2018-03-29T17:00:00",1,2,512.33000000000004]
["2018-03-29T18:00:00",1,2,63.1479]
["2018-03-29T19:00:00",1,2,0]
["2018-03-29T20:00:00",1,2,0]
["2018-03-29T21:00:00",1,2,0]
["2018-03-29T22:00:00",1,2,0]
["2018-03-29T23:00:00",1,2,0]
["2018-03-30",1,2,0]
["2018-03-30T01:00:00",1,2,0]
["2018-03-30T02:00:00",1,2,0]
["2018-03-30T03:00:00",1,2,0]
["2018-03-30T04:00:00",1,2,0]
["2018-03-30T05:00:00",1,2,0]
["2018-03-30T06:00:00",1,1,190.57400000000001]
["2018-03-30T07:00:00",1,1,1325.73]
["2018-03-30T08:00:00",1,1,3023.39]
["2018-03-30T09:00:00",1,2,4305.99]
["2018-03-30T10:00:00",1,2,5171.21]
["2018-03-30T11:00:00",1,2,5388.24]
["2018-03-30T12:00:00",1,2,5517.03]
["2018-03-30T13:00:00",1,2,4610.79]
["2018-03-30T14:00:00",1,2,3606.29]
["2018-03-30T15:00:00",1,2,3401.61]
["2018-03-30T16:00:00",1,2,1772.26]
["2018-03-30T17:00:00",1,2,419.87099999999998]
["2018-03-30T18:00:00",1,2,15.5623]
["2018-03-30T19:00:00",1,2,0]
["2018-03-30T20:00:00",1,2,0]
["2018-03-30T21:00:00",1,2,0]
["2018-03-30T22:00:00",1,2,0]
["2018-03-30T23:00:00",1,2,0]
["2018-03-31",1,2,0]
["2018-03-31T01:00:00",1,2,0]
["2018-03-31T02:00:00",1,2,0]
["2018-03-31T03:00:00",1,2,0]
["2018-03-31T04:00:00",1,2,0]
["2018-03-31T05:00:00",1,2,0]
["2018-03-31T06:00:00",1,2,176.642]
["2018-03-31T07:00:00",1,2,830.74599999999998]
["2018-03-31T08:00:00",1,2,2374.81]
["2018-03-31T09:00:00",1,2,3810.04]
["2018-03-31T10:00:00",1,2,4094.32]
["2018-03-31T11:00:00",1,2,4993.66]
["2018-03-31T12:00:00",1,2,4362.05]
["2018-03-31T13:00:00",1,2,3136.61]
["2018-03-31T14:00:00",1,2,3677.39]
["2018-03-31T15:00:00",1,2,3643.77]
["2018-03-31T16:00:00",1,2,2191.56]
["2018-03-31T17:00:00",1,2,704.68]
["2018-03-31T18:00:00",1,2,28.8979]
["2018-03-31T19:00:00",1,2,0]
["2018-03-31T20:00:00",1,2,0]
["2018-03-31T21:00:00",1,2,0]
["2018-03-31T22:00:00",1,2,0]
["2018-03-31T23:00:00",1,2,0]
["2018-04-01",1,2,0]
["2018-04-01T01:00:00",1,2,0]
["2018-04-01T02:00:00",1,2,0]
["2018-04-01T03:00:00",1,2,0]
["2018-04-01T04:00:00",1,2,0]
["2018-04-01T05:00:00",1,2,0]
["2018-04-01T06:00:00",1,2,138.77699999999999]
["2018-04-01T07:00:00",1,2,648.00800000000004]
["2018-04-01T08:00:00",1,2,1297.6400000000001]
["2018-04-01T09:00:00",1,2,1700.31]
["2018-04-01T10:00:00",1,2,4033.43]
["2018-04-01T11:00:00",1,2,5129.95]
["2018-04-01T12:00:00",1,2,4635.13]
["2018-04-01T13:00:00",1,2,4841.8500000000004]
["2018-04-01T14:00:00",1,2,3648.52]
["2018-04-01T15:00:00",1,2,3557.96]
["2018-04-01T16:00:00",1,2,2169.35]
["2018-04-01T17:00:00",1,2,447.28699999999998]
["2018-04-01T18:00:00",1,2,89.596400000000003]
["2018-04-01T19:00:00",1,2,0]
["2018-04-01T20:00:00",1,2,0]
["2018-04-01T21:00:00",1,2,0]
["2018-04-01T22:00:00",1,2,0]
["2018-04-01T23:00:00",1,2,0]
["2018-04-02",1,2,0]
["2018-04-02T01:00:00",1,2,0]
["2018-04-02T02:00:00",1,2,0]
["2018-04-02T03:00:00",1,2,0]
["2018-04-02T04:00:00",1,2,0]
["2018-04-02T05:00:00",1,2,0]
["2018-04-02T06:00:00",1,1,194.82499999999999]
["2018-04-02T07:00:00",1,1,1161.98]
["2018-04-02T08:00:00",1,1,2740.34]
["2018-04-02T09:00:00",1,2,2856.23]
["2018-04-02T10:00:00",1,2,5068.6400000000003]
["2018-04-02T11:00:00",1,2,4968.1499999999996]
["2018-04-02T12:00:00",1,2,4052.57]
["2018-04-02T13:00:00",1,1,4056.14]
["2018-04-02T14:00:00",1,1,3668.99]
["2018-04-02T15:00:00",1,1,3359.19]
["2018-04-02T16:00:00",1,1,1890.18]
["2018-04-02T17:00:00",1,1,535.59699999999998]
["2018-04-02T18:00:00",1,2,0]
["2018-04-02T19:00:00",1,2,0]
["2018-04-02T20:00:00",1,2,0]
["2018-04-02T21:00:00",1,2,0]
["2018-04-02T22:00:00",1,2,0]
["2018-04-02T23:00:00",1,2,0]
["2018-04-03",1,2,0]
["2018-04-03T01:00:00",1,2,0]
["2018-04-03T02:00:00",1,2,0]
["2018-04-03T03:00:00",1,2,0]
["2018-04-03T04:00:00",1,2,0]
["2018-04-03T05:00:00",1,2,0]
["2018-04-03T06:00:00",1,1,169.864]
["2018-04-03T07:00:00",1,1,796.68299999999999]
["2018-04-03T08:00:00",1,1,3053.63]
["2018-04-03T09:00:00",1,2,4535.74]
["2018-04-03T10:00:00",1,2,5109.22]
["2018-04-03T11:00:00",1,2,4977.97]
["2018-04-03T12:00:00",1,2,4968.26]
["2018-04-03T13:00:00",1,1,3257.29]
["2018-04-03T14:00:00",1,1,1852.52]
["2018-04-03T15:00:00",1,1,1103.58]
["2018-04-03T16:00:00",1,1,1029.71]
["2018-04-03T17:00:00",1,1,340.25599999999997]
["2018-04-03T18:00:00",1,2,0]
["2018-04-03T19:00:00",1,2,0]
["2018-04-03T20:00:00",1,2,0]
["2018-04-03T21:00:00",1,2,0]
["2018-04-03T22:00:00",1,2,0]
["2018-04-03T23:00:00",1,2,0]
["2018-04-04",1,2,0]
["2018-04-04T01:00:00",1,2,0]
["2018-04-04T02:00:00",1,2,0]
["2018-04-04T03:00:00",1,2,0]
["2018-04-04T04:00:00",1,2,0]
["2018-04-04T05:00:00",1,2,0]
["2018-04-04T06:00:00",1,1,0]
["2018-04-04T07:00:00",1,1,1521.15]
["2018-04-04T08:00:00",1,1,2617.88]
["2018-04-04T09:00:00",1,2,4771.07]
["2018-04-04T10:00:00",1,2,5877.22]
["2018-04-04T11:00:00",1,2,5580.36]
["2018-04-04T12:00:00",1,2,6000]
["2018-04-04T13:00:00",1,1,5671.17]
["2018-04-04T14:00:00",1,1,4741.25]
["2018-04-04T15:00:00",1,1,3460.62]
["2018-04-04T16:00:00",1,1,1859.06]
["2018-04-04T17:00:00",1,1,706.774]
["2018-04-04T18:00:00",1,2,0]
["2018-04-04T19:00:00",1,2,0]
["2018-04-04T20:00:00",1,2,0]
["2018-04-04T21:00:00",1,2,0]
["2018-04-04T22:00:00",1,2,0]
["2018-04-04T23:00:00",1,2,0]
["2018-04-05",1,2,0]
["2018-04-05T01:00:00",1,2,0]
["2018-04-05T02:00:00",1,2,0]
["2018-04-05T03:00:00",1,2,0]
["2018-04-05T04:00:00",1,2,0]
["2018-04-05T05:00:00",1,2,0]
["2018-04-05T06:00:00",1,1,207.63200000000001]
["2018-04-05T07:00:00",1,1,1417.27]
["2018-04-05T08:00:00",1,1,2464.2399999999998]
["2018-04-05T09:00:00",1,2,4151.91]
["2018-04-05T10:00:00",1,2,5203.43]
["2018-04-05T11:00:00",1,2,5733.03]
["2018-04-05T12:00:00",1,2,5683.35]
["2018-04-05T13:00:00",1,1,5539.72]
["2018-04-05T14:00:00",1,1,4750.91]
["2018-04-05T15:00:00",1,1,3687.69]
["2018-04-05T16:00:00",1,1,2173.31]
["2018-04-05T17:00:00",1,1,652.87199999999996]
["2018-04-05T18:00:00",1,2,0]
["2018-04-05T19:00:00",1,2,0]
["2018-04-05T20:00:00",1,2,0]
["2018-04-05T21:00:00",1,2,0]
["2018-04-05T22:00:00",1,2,0]
["2018-04-05T23:00:00",1,2,0]
["2018-04-06",1,2,0]
["2018-04-06T01:00:00",1,2,0]
["2018-04-06T02:00:00",1,2,0]
["2018-04-06T03:00:00",1,2,0]
["2018-04-06T04:00:00",1,2,0]
["2018-04-06T05:00:00",1,2,0]
["2018-04-06T06:00:00",1,1,255.429]
["2018-04-06T07:00:00",1,1,1382.25]
["2018-04-06T08:00:00",1,1,2944.47]
["2018-04-06T09:00:00",1,2,3879.09]
["2018-04-06T10:00:00",1,2,4704.82]
["2018-04-06T11:00:00",1,2,5140.33]
["2018-04-06T12:00:00",1,2,4217.05]
["2018-04-06T13:00:00",1,1,1923.19]
["2018-04-06T14:00:00",1,1,2291.63]
["2018-04-06T15:00:00",1,1,413.79700000000003]
["2018-04-06T16:00:00",1,1,240.49700000000001]
["2018-04-06T17:00:00",1,1,147.358]
["2018-04-06T18:00:00",1,2,0]
["2018-04-06T19:00:00",1,2,0]
["2018-04-06T20:00:00",1,2,0]
["2018-04-06T21:00:00",1,2,0]
["2018-04-06T22:00:00",1,2,0]
["2018-04-06T23:00:00",1,2,0]
["2018-04-07",1,2,0]
["2018-04-07T01:00:00",1,2,0]
["2018-04-07T02:00:00",1,2,0]
["2018-04-07T03:00:00",1,2,0]
["2018-04-07T04:00:00",1,2,0]
["2018-04-07T05:00:00",1,2,0]
["2018-04-07T06:00:00",1,2,253.72399999999999]
["2018-04-07T07:00:00",1,2,1486.64]
["2018-04-07T08:00:00",1,2,3287.74]
["2018-04-07T09:00:00",1,2,4838.03]
["2018-04-07T10:00:00",1,2,5904.16]
["2018-04-07T11:00:00",1,2,6000]
["2018-04-07T12:00:00",1,2,6000]
["2018-04-07T13:00:00",1,2,6000]
["2018-04-07T14:00:00",1,2,5228.5200000000004]
["2018-04-07T15:00:00",1,2,3988.39]
["2018-04-07T16:00:00",1,2,2412.67]
["2018-04-07T17:00:00",1,2,688.25900000000001]
["2018-04-07T18:00:00",1,2,92.135900000000007]
["2018-04-07T19:00:00",1,2,0]
["2018-04-07T20:00:00",1,2,0]
["2018-04-07T21:00:00",1,2,0]
["2018-04-07T22:00:00",1,2,0]
["2018-04-07T23:00:00",1,2,0]
["2018-04-08",1,2,0]
["2018-04-08T01:00:00",1,2,0]
["2018-04-08T02:00:00",1,2,0]
["2018-04-08T03:00:00",1,2,0]
["2018-04-08T04:00:00",1,2,0]
["2018-04-08T05:00:00",1,2,0]
["2018-04-08T06:00:00",1,2,197.50899999999999]
["2018-04-08T07:00:00",1,2,1558.36]
["2018-04-08T08:00:00",1,2,3239.9]
["2018-04-08T09:00:00",1,2,4667.5600000000004]
["2018-04-08T10:00:00",1,2,5394.38]
["2018-04-08T11:00:00",1,2,6000]
["2018-04-08T12:00:00",1,2,6000]
["2018-04-08T13:00:00",1,2,5848.41]
["2018-04-08T14:00:00",1,2,5030.1499999999996]
["2018-04-08T15:00:00",1,2,3838.04]
["2018-04-08T16:00:00",1,2,2336.0300000000002]
["2018-04-08T17:00:00",1,2,697.43299999999999]
["2018-04-08T18:00:00",1,2,0]
["2018-04-08T19:00:00",1,2,0]
["2018-04-08T20:00:00",1,2,0]
["2018-04-08T21:00:00",1,2,0]
["2018-04-08T22:00:00",1,2,0]
["2018-04-08T23:00:00",1,2,0]
["2018-04-09",1,2,0]
["2018-04-09T01:00:00",1,2,0]
["2018-04-09T02:00:00",1,2,0]
["2018-04-09T03:00:00",1,2,0]
["2018-04-09T04:00:00",1,2,0]
["2018-04-09T05:00:00",1,2,0]
["2018-04-09T06:00:00",1,1,207.71799999999999]
["2018-04-09T07:00:00",1,1,1593.1]
["2018-04-09T08:00:00",1,1,3215.9]
["2018-04-09T09:00:00",1,2,4712.6000000000004]
["2018-04-09T10:00:00",1,2,4839.83]
["2018-04-09T11:00:00",1,2,5469.27]
["2018-04-09T12:00:00",1,2,6000]
["2018-04-09T13:00:00",1,1,5536.19]
["2018-04-09T14:00:00",1,1,4940.3]
["2018-04-09T15:00:00",1,1,3897.09]
["2018-04-09T16:00:00",1,1,2314.89]
["2018-04-09T17:00:00",1,1,713.78399999999999]
["2018-04-09T18:00:00",1,2,0]
["2018-04-09T19:00:00",1,2,0]
["2018-04-09T20:00:00",1,2,0]
["2018-04-09T21:00:00",1,2,0]
["2018-04-09T22:00:00",1,2,0]
["2018-04-09T23:00:00",1,2,0]
["2018-04-10",1,2,0]
["2018-04-10T01:00:00",1,2,0]
["2018-04-10T02:00:00",1,2,0]
["2018-04-10T03:00:00",1,2,0]
["2018-04-10T04:00:00",1,2,0]
["2018-04-10T05:00:00",1,2,0]
["2018-04-10T06:00:00",1,1,223.12]
["2018-04-10T07:00:00",1,1,1202.3399999999999]
["2018-04-10T08:00:00",1,1,942.36400000000003]
["2018-04-10T09:00:00",1,2,1887.53]
["2018-04-10T10:00:00",1,2,2628.55]
["2018-04-10T11:00:00",1,2,1246.8699999999999]
["2018-04-10T12:00:00",1,2,1624.37]
["2018-04-10T13:00:00",1,1,1158.56]
["2018-04-10T14:00:00",1,1,1003.78]
["2018-04-10T15:00:00",1,1,586.69299999999998]
["2018-04-10T16:00:00",1,1,1235.81]
["2018-04-10T17:00:00",1,1,306.32900000000001]
["2018-04-10T18:00:00",1,2,9.6660799999999991]
["2018-04-10T19:00:00",1,2,0]
["2018-04-10T20:00:00",1,2,0]
["2018-04-10T21:00:00",1,2,0]
["2018-04-10T22:00:00",1,2,0]
["2018-04-10T23:00:00",1,2,0]
["2018-04-11",1,2,0]
["2018-04-11T01:00:00",1,2,0]
["2018-04-11T02:00:00",1,2,0]
["2018-04-11T03:00:00",1,2,0]
["2018-04-11T04:00:00",1,2,0]
["2018-04-11T05:00:00",1,2,0]
["2018-04-11T06:00:00",1,1,163.28]
["2018-04-11T07:00:00",1,1,1108.25]
["2018-04-11T08:00:00",1,1,1608.74]
["2018-04-11T09:00:00",1,2,1408.46]
["2018-04-11T10:00:00",1,2,761.55899999999997]
["2018-04-11T11:00:00",1,2,1088.18]
["2018-04-11T12:00:00",1,2,1145.26]
["2018-04-11T13:00:00",1,1,2071.4899999999998]
["2018-04-11T14:00:00",1,1,2470.52]
["2018-04-11T15:00:00",1,1,3028.65]
["2018-04-11T16:00:00",1,1,2101.7600000000002]
["2018-04-11T17:00:00",1,1,731.83799999999997]
["2018-04-11T18:00:00",1,2,0]
["2018-04-11T19:00:00",1,2,0]
["2018-04-11T20:00:00",1,2,0]
["2018-04-11T21:00:00",1,2,0]
["2018-04-11T22:00:00",1,2,0]
["2018-04-11T23:00:00",1,2,0]
["2018-04-12",1,2,0]
["2018-04-12T01:00:00",1,2,0]
["2018-04-12T02:00:00",1,2,0]
["2018-04-12T03:00:00",1,2,0]
["2018-04-12T04:00:00",1,2,0]
["2018-04-12T05:00:00",1,2,0]
["2018-04-12T06:00:00",1,1,241.24600000000001]
["2018-04-12T07:00:00",1,1,1647.63]
["2018-04-12T08:00:00",1,1,3351.3]
["2018-04-12T09:00:00",1,2,4567.38]
["2018-04-12T10:00:00",1,2,5688.17]
["2018-04-12T11:00:00",1,2,5457.11]
["2018-04-12T12:00:00",1,2,5161.76]
["2018-04-12T13:00:00",1,1,5230.79]
["2018-04-12T14:00:00",1,1,4752.49]
["2018-04-12T15:00:00",1,1,3720.28]
["2018-04-12T16:00:00",1,1,2349.9299999999998]
["2018-04-12T17:00:00",1,1,731.25300000000004]
["2018-04-12T18:00:00",1,2,0]
["2018-04-12T19:00:00",1,2,0]
["2018-04-12T20:00:00",1,2,0]
["2018-04-12T21:00:00",1,2,0]
["2018-04-12T22:00:00",1,2,0]
["2018-04-12T23:00:00",1,2,0]
["2018-04-13",1,2,0]
["2018-04-13T01:00:00",1,2,0]
["2018-04-13T02:00:00",1,2,0]
["2018-04-13T03:00:00",1,2,0]
["2018-04-13T04:00:00",1,2,0]
["2018-04-13T05:00:00",1,2,0]
["2018-04-13T06:00:00",1,1,267.03199999999998]
["2018-04-13T07:00:00",1,1,1656.5]
["2018-04-13T08:00:00",1,1,3300.12]
["2018-04-13T09:00:00",1,2,4591.38]
["2018-04-13T10:00:00",1,2,5461.86]
["2018-04-13T11:00:00",1,2,5792.52]
["2018-04-13T12:00:00",1,2,5915.68]
["2018-04-13T13:00:00",1,1,5350.45]
["2018-04-13T14:00:00",1,1,4621.29]
["2018-04-13T15:00:00",1,1,3550.76]
["2018-04-13T16:00:00",1,1,2202.89]
["2018-04-13T17:00:00",1,1,696.16099999999994]
["2018-04-13T18:00:00",1,2,0]
["2018-04-13T19:00:00",1,2,0]
["2018-04-13T20:00:00",1,2,0]
["2018-04-13T21:00:00",1,2,0]
["2018-04-13T22:00:00",1,2,0]
["2018-04-13T23:00:00",1,2,0]
["2018-04-14",1,2,0]
["2018-04-14T01:00:00",1,2,0]
["2018-04-14T02:00:00",1,2,0]
["2018-04-14T03:00:00",1,2,0]
["2018-04-14T04:00:00",1,2,0]
["2018-04-14T05:00:00",1,2,0]
["2018-04-14T06:00:00",1,2,306.26600000000002]
["2018-04-14T07:00:00",1,2,585.87199999999996]
["2018-04-14T08:00:00",1,2,777.43200000000002]
["2018-04-14T09:00:00",1,2,1003.76]
["2018-04-14T10:00:00",1,2,1914.87]
["2018-04-14T11:00:00",1,2,2939.98]
["2018-04-14T12:00:00",1,2,4975]
["2018-04-14T13:00:00",1,2,3908.53]
["2018-04-14T14:00:00",1,2,1880.95]
["2018-04-14T15:00:00",1,2,2053.65]
["2018-04-14T16:00:00",1,2,927.25699999999995]
["2018-04-14T17:00:00",1,2,500.178]
["2018-04-14T18:00:00",1,2,69.039900000000003]
["2018-04-14T19:00:00",1,2,0]
["2018-04-14T20:00:00",1,2,0]
["2018-04-14T21:00:00",1,2,0]
["2018-04-14T22:00:00",1,2,0]
["2018-04-14T23:00:00",1,2,0]
["2018-04-15",1,2,0]
["2018-04-15T01:00:00",1,2,0]
["2018-04-15T02:00:00",1,2,0]
["2018-04-15T03:00:00",1,2,0]
["2018-04-15T04:00:00",1,2,0]
["2018-04-15T05:00:00",1,2,0]
["2018-04-15T06:00:00",1,2,0]
["2018-04-15T07:00:00",1,2,324.98599999999999]
["2018-04-15T08:00:00",1,2,617.12599999999998]
["2018-04-15T09:00:00",1,2,810.18299999999999]
["2018-04-15T10:00:00",1,2,2033.94]
["2018-04-15T11:00:00",1,2,3148.47]
["2018-04-15T12:00:00",1,2,4428.6400000000003]
["2018-04-15T13:00:00",1,2,3623.06]
["2018-04-15T14:00:00",1,2,2431.15]
["2018-04-15T15:00:00",1,2,2744.6]
["2018-04-15T16:00:00",1,2,1755.95]
["2018-04-15T17:00:00",1,2,651.51700000000005]
["2018-04-15T18:00:00",1,2,0]
["2018-04-15T19:00:00",1,2,0]
["2018-04-15T20:00:00",1,2,0]
["2018-04-15T21:00:00",1,2,0]
["2018-04-15T22:00:00",1,2,0]
["2018-04-15T23:00:00",1,2,0]
["2018-04-16",1,2,0]
["2018-04-16T01:00:00",1,2,0]
["2018-04-16T02:00:00",1,2,0]
["2018-04-16T03:00:00",1,2,0]
["2018-04-16T04:00:00",1,2,0]
["2018-04-16T05:00:00",1,2,0]
["2018-04-16T06:00:00",1,1,120.43899999999999]
["2018-04-16T07:00:00",1,1,770.15700000000004]
["2018-04-16T08:00:00",1,1,1814.65]
["2018-04-16T09:00:00",1,2,2670.51]
["2018-04-16T10:00:00",1,2,5110.51]
["2018-04-16T11:00:00",1,2,4543.8100000000004]
["2018-04-16T12:00:00",1,2,3807.64]
["2018-04-16T13:00:00",1,1,1974.23]
["2018-04-16T14:00:00",1,1,2631.43]
["2018-04-16T15:00:00",1,1,2347.56]
["2018-04-16T16:00:00",1,1,1586.47]
["2018-04-16T17:00:00",1,1,807.81299999999999]
["2018-04-16T18:00:00",1,2,79.265699999999995]
["2018-04-16T19:00:00",1,2,0]
["2018-04-16T20:00:00",1,2,0]
["2018-04-16T21:00:00",1,2,0]
["2018-04-16T22:00:00",1,2,0]
["2018-04-16T23:00:00",1,2,0]
["2018-04-17",1,2,0]
["2018-04-17T01:00:00",1,2,0]
["2018-04-17T02:00:00",1,2,0]
["2018-04-17T03:00:00",1,2,0]
["2018-04-17T04:00:00",1,2,0]
["2018-04-17T05:00:00",1,2,0]
["2018-04-17T06:00:00",1,1,207.614]
["2018-04-17T07:00:00",1,1,1240.8800000000001]
["2018-04-17T08:00:00",1,1,3080.24]
["2018-04-17T09:00:00",1,2,4198.49]
["2018-04-17T10:00:00",1,2,5175.3999999999996]
["2018-04-17T11:00:00",1,2,5641.57]
["2018-04-17T12:00:00",1,2,5760.8]
["2018-04-17T13:00:00",1,1,5061.55]
["2018-04-17T14:00:00",1,1,4084.8]
["2018-04-17T15:00:00",1,1,3009.6]
["2018-04-17T16:00:00",1,1,697.54300000000001]
["2018-04-17T17:00:00",1,1,192.61199999999999]
["2018-04-17T18:00:00",1,2,0]
["2018-04-17T19:00:00",1,2,0]
["2018-04-17T20:00:00",1,2,0]
["2018-04-17T21:00:00",1,2,0]
["2018-04-17T22:00:00",1,2,0]
["2018-04-17T23:00:00",1,2,0]
["2018-04-18",1,2,0]
["2018-04-18T01:00:00",1,2,0]
["2018-04-18T02:00:00",1,2,0]
["2018-04-18T03:00:00",1,2,0]
["2018-04-18T04:00:00",1,2,0]
["2018-04-18T05:00:00",1,2,0]
["2018-04-18T06:00:00",1,1,291.38299999999998]
["2018-04-18T07:00:00",1,1,1825.96]
["2018-04-18T08:00:00",1,1,3542.45]
["2018-04-18T09:00:00",1,2,4935.37]
["2018-04-18T10:00:00",1,2,5785.32]
["2018-04-18T11:00:00",1,2,6000]
["2018-04-18T12:00:00",1,2,6000]
["2018-04-18T13:00:00",1,1,5913.16]
["2018-04-18T14:00:00",1,1,5136.25]
["2018-04-18T15:00:00",1,1,3870.95]
["2018-04-18T16:00:00",1,1,2373.35]
["2018-04-18T17:00:00",1,1,753.00699999999995]
["2018-04-18T18:00:00",1,2,53.781399999999998]
["2018-04-18T19:00:00",1,2,0]
["2018-04-18T20:00:00",1,2,0]
["2018-04-18T21:00:00",1,2,0]
["2018-04-18T22:00:00",1,2,0]
["2018-04-18T23:00:00",1,2,0]
["2018-04-19",1,2,0]
["2018-04-19T01:00:00",1,2,0]
["2018-04-19T02:00:00",1,2,0]
["2018-04-19T03:00:00",1,2,0]
["2018-04-19T04:00:00",1,2,0]
["2018-04-19T05:00:00",1,2,0]
["2018-04-19T06:00:00",1,1,303.339]
["2018-04-19T07:00:00",1,1,1808.33]
["2018-04-19T08:00:00",1,1,3452.95]
["2018-04-19T09:00:00",1,2,4851.82]
["2018-04-19T10:00:00",1,2,5790.31]
["2018-04-19T11:00:00",1,2,6000]
["2018-04-19T12:00:00",1,2,6000]
["2018-04-19T13:00:00",1,1,5304.17]
["2018-04-19T14:00:00",1,1,4297.12]
["2018-04-19T15:00:00",1,1,3593.85]
["2018-04-19T16:00:00",1,1,2003.5]
["2018-04-19T17:00:00",1,1,684.76099999999997]
["2018-04-19T18:00:00",1,2,35.348700000000001]
["2018-04-19T19:00:00",1,2,0]
["2018-04-19T20:00:00",1,2,0]
["2018-04-19T21:00:00",1,2,0]
["2018-04-19T22:00:00",1,2,0]
["2018-04-19T23:00:00",1,2,0]
["2018-04-20",1,2,0]
["2018-04-20T01:00:00",1,2,0]
["2018-04-20T02:00:00",1,2,0]
["2018-04-20T03:00:00",1,2,0]
["2018-04-20T04:00:00",1,2,0]
["2018-04-20T05:00:00",1,2,0]
["2018-04-20T06:00:00",1,1,381.02800000000002]
["2018-04-20T07:00:00",1,1,900.84900000000005]
["2018-04-20T08:00:00",1,1,1535.95]
["2018-04-20T09:00:00",1,2,3477.04]
["2018-04-20T10:00:00",1,2,3414.68]
["2018-04-20T11:00:00",1,2,5272.43]
["2018-04-20T12:00:00",1,2,5353.43]
["2018-04-20T13:00:00",1,1,4332.7]
["2018-04-20T14:00:00",1,1,3817.76]
["2018-04-20T15:00:00",1,1,957.83799999999997]
["2018-04-20T16:00:00",1,1,485.96300000000002]
["2018-04-20T17:00:00",1,1,196.20599999999999]
["2018-04-20T18:00:00",1,2,10.2744]
["2018-04-20T19:00:00",1,2,0]
["2018-04-20T20:00:00",1,2,0]
["2018-04-20T21:00:00",1,2,0]
["2018-04-20T22:00:00",1,2,0]
["2018-04-20T23:00:00",1,2,0]
["2018-04-21",1,2,0]
["2018-04-21T01:00:00",1,2,0]
["2018-04-21T02:00:00",1,2,0]
["2018-04-21T03:00:00",1,2,0]
["2018-04-21T04:00:00",1,2,0]
["2018-04-21T05:00:00",1,2,12.7121]
["2018-04-21T06:00:00",1,2,454.33300000000003]
["2018-04-21T07:00:00",1,2,1586.02]
["2018-04-21T08:00:00",1,2,2997.97]
["2018-04-21T09:00:00",1,2,3762.61]
["2018-04-21T10:00:00",1,2,2255.39]
["2018-04-21T11:00:00",1,2,2238.13]
["2018-04-21T12:00:00",1,2,2080.96]
["2018-04-21T13:00:00",1,2,2770.33]
["2018-04-21T14:00:00",1,2,803.90099999999995]
["2018-04-21T15:00:00",1,2,449.17]
["2018-04-21T16:00:00",1,2,674.40200000000004]
["2018-04-21T17:00:00",1,2,194.16800000000001]
["2018-04-21T18:00:00",1,2,0]
["2018-04-21T19:00:00",1,2,0]
["2018-04-21T20:00:00",1,2,0]
["2018-04-21T21:00:00",1,2,0]
["2018-04-21T22:00:00",1,2,0]
["2018-04-21T23:00:00",1,2,0]
["2018-04-22",1,2,0]
["2018-04-22T01:00:00",1,2,0]
["2018-04-22T02:00:00",1,2,0]
["2018-04-22T03:00:00",1,2,0]
["2018-04-22T04:00:00",1,2,0]
["2018-04-22T05:00:00",1,2,6.5941900000000002]
["2018-04-22T06:00:00",1,2,356.12400000000002]
["2018-04-22T07:00:00",1,2,1342.74]
["2018-04-22T08:00:00",1,2,1608.85]
["2018-04-22T09:00:00",1,2,2529.9]
["2018-04-22T10:00:00",1,2,5346.9]
["2018-04-22T11:00:00",1,2,3998.23]
["2018-04-22T12:00:00",1,2,4849.92]
["2018-04-22T13:00:00",1,2,4229.6499999999996]
["2018-04-22T14:00:00",1,2,4131.08]
["2018-04-22T15:00:00",1,2,3068.75]
["2018-04-22T16:00:00",1,2,2114.58]
["2018-04-22T17:00:00",1,2,695.28]
["2018-04-22T18:00:00",1,2,14.895899999999999]
["2018-04-22T19:00:00",1,2,0]
["2018-04-22T20:00:00",1,2,0]
["2018-04-22T21:00:00",1,2,0]
["2018-04-22T22:00:00",1,2,0]
["2018-04-22T23:00:00",1,2,0]
["2018-04-23",1,2,0]
["2018-04-23T01:00:00",1,2,0]
["2018-04-23T02:00:00",1,2,0]
["2018-04-23T03:00:00",1,2,0]
["2018-04-23T04:00:00",1,2,0]
["2018-04-23T05:00:00",1,2,0]
["2018-04-23T06:00:00",1,1,362.24200000000002]
["2018-04-23T07:00:00",1,1,1701.16]
["2018-04-23T08:00:00",1,1,3147.61]
["2018-04-23T09:00:00",1,2,4369.88]
["2018-04-23T10:00:00",1,2,5106.33]
["2018-04-23T11:00:00",1,2,5296.86]
["2018-04-23T12:00:00",1,2,5428.7]
["2018-04-23T13:00:00",1,1,5078.9799999999996]
["2018-04-23T14:00:00",1,1,4429.13]
["2018-04-23T15:00:00",1,1,3437.1]
["2018-04-23T16:00:00",1,1,2055.31]
["2018-04-23T17:00:00",1,1,660.95]
["2018-04-23T18:00:00",1,2,18.6022]
["2018-04-23T19:00:00",1,2,0]
["2018-04-23T20:00:00",1,2,0]
["2018-04-23T21:00:00",1,2,0]
["2018-04-23T22:00:00",1,2,0]
["2018-04-23T23:00:00",1,2,0]
["2018-04-24",1,2,0]
["2018-04-24T01:00:00",1,2,0]
["2018-04-24T02:00:00",1,2,0]
["2018-04-24T03:00:00",1,2,0]
["2018-04-24T04:00:00",1,2,0]
["2018-04-24T05:00:00",1,2,0]
["2018-04-24T06:00:00",1,1,383.80599999999998]
["2018-04-24T07:00:00",1,1,1688.44]
["2018-04-24T08:00:00",1,1,3137.95]
["2018-04-24T09:00:00",1,2,4249.24]
["2018-04-24T10:00:00",1,2,4993.16]
["2018-04-24T11:00:00",1,2,5274.05]
["2018-04-24T12:00:00",1,2,5418.33]
["2018-04-24T13:00:00",1,1,4961.24]
["2018-04-24T14:00:00",1,1,4043.82]
["2018-04-24T15:00:00",1,1,3231.21]
["2018-04-24T16:00:00",1,1,1846.94]
["2018-04-24T17:00:00",1,1,629.78899999999999]
["2018-04-24T18:00:00",1,2,118.36]
["2018-04-24T19:00:00",1,2,0]
["2018-04-24T20:00:00",1,2,0]
["2018-04-24T21:00:00",1,2,0]
["2018-04-24T22:00:00",1,2,0]
["2018-04-24T23:00:00",1,2,0]
["2018-04-25",1,2,0]
["2018-04-25T01:00:00",1,2,0]
["2018-04-25T02:00:00",1,2,0]
["2018-04-25T03:00:00",1,2,0]
["2018-04-25T04:00:00",1,2,0]
["2018-04-25T05:00:00",1,2,11.7186]
["2018-04-25T06:00:00",1,1,463.77300000000002]
["2018-04-25T07:00:00",1,1,1332.27]
["2018-04-25T08:00:00",1,1,2243.6799999999998]
["2018-04-25T09:00:00",1,2,4022.4]
["2018-04-25T10:00:00",1,2,4557.7299999999996]
["2018-04-25T11:00:00",1,2,5035.16]
["2018-04-25T12:00:00",1,2,5060.3500000000004]
["2018-04-25T13:00:00",1,1,4042.07]
["2018-04-25T14:00:00",1,1,3091.3]
["2018-04-25T15:00:00",1,1,2189.5300000000002]
["2018-04-25T16:00:00",1,1,1797.94]
["2018-04-25T17:00:00",1,1,642.01]
["2018-04-25T18:00:00",1,2,52.494199999999999]
["2018-04-25T19:00:00",1,2,0]
["2018-04-25T20:00:00",1,2,0]
["2018-04-25T21:00:00",1,2,0]
["2018-04-25T22:00:00",1,2,0]
["2018-04-25T23:00:00",1,2,0]
["2018-04-26",1,2,0]
["2018-04-26T01:00:00",1,2,0]
["2018-04-26T02:00:00",1,2,0]
["2018-04-26T03:00:00",1,2,0]
["2018-04-26T04:00:00",1,2,0]
["2018-04-26T05:00:00",1,2,8.32151]
["2018-04-26T06:00:00",1,1,446.92]
["2018-04-26T07:00:00",1,1,1544.19]
["2018-04-26T08:00:00",1,1,2451.38]
["2018-04-26T09:00:00",1,2,2625.99]
["2018-04-26T10:00:00",1,2,4582.3900000000003]
["2018-04-26T11:00:00",1,2,5051.7700000000004]
["2018-04-26T12:00:00",1,2,5061.8999999999996]
["2018-04-26T13:00:00",1,1,4789]
["2018-04-26T14:00:00",1,1,4105.49]
["2018-04-26T15:00:00",1,1,3051.64]
["2018-04-26T16:00:00",1,1,1779.76]
["2018-04-26T17:00:00",1,1,629.649]
["2018-04-26T18:00:00",1,2,52.615600000000001]
["2018-04-26T19:00:00",1,2,0]
["2018-04-26T20:00:00",1,2,0]
["2018-04-26T21:00:00",1,2,0]
["2018-04-26T22:00:00",1,2,0]
["2018-04-26T23:00:00",1,2,0]
["2018-04-27",1,2,0]
["2018-04-27T01:00:00",1,2,0]
["2018-04-27T02:00:00",1,2,0]
["2018-04-27T03:00:00",1,2,0]
["2018-04-27T04:00:00",1,2,0]
["2018-04-27T05:00:00",1,2,8.3911499999999997]
["2018-04-27T06:00:00",1,1,423.00099999999998]
["2018-04-27T07:00:00",1,1,1550.04]
["2018-04-27T08:00:00",1,1,2759.95]
["2018-04-27T09:00:00",1,2,3579.3]
["2018-04-27T10:00:00",1,2,4395.25]
["2018-04-27T11:00:00",1,2,4954.8100000000004]
["2018-04-27T12:00:00",1,2,3259.54]
["2018-04-27T13:00:00",1,1,3565.06]
["2018-04-27T14:00:00",1,1,3730.02]
["2018-04-27T15:00:00",1,1,3012.7]
["2018-04-27T16:00:00",1,1,1875.43]
["2018-04-27T17:00:00",1,1,671.71600000000001]
["2018-04-27T18:00:00",1,2,62.441099999999999]
["2018-04-27T19:00:00",1,2,0]
["2018-04-27T20:00:00",1,2,0]
["2018-04-27T21:00:00",1,2,0]
["2018-04-27T22:00:00",1,2,0]
["2018-04-27T23:00:00",1,2,0]
["2018-04-28",1,2,0]
["2018-04-28T01:00:00",1,2,0]
["2018-04-28T02:00:00",1,2,0]
["2018-04-28T03:00:00",1,2,0]
["2018-04-28T04:00:00",1,2,0]
["2018-04-28T05:00:00",1,2,15.0733]
["2018-04-28T06:00:00",1,2,454.80700000000002]
["2018-04-28T07:00:00",1,2,1570.38]
["2018-04-28T08:00:00",1,2,3113.47]
["2018-04-28T09:00:00",1,2,3944.79]
["2018-04-28T10:00:00",1,2,3860.92]
["2018-04-28T11:00:00",1,2,5306.51]
["2018-04-28T12:00:00",1,2,3839.36]
["2018-04-28T13:00:00",1,2,4186]
["2018-04-28T14:00:00",1,2,1912.27]
["2018-04-28T15:00:00",1,2,996.47400000000005]
["2018-04-28T16:00:00",1,2,694.54100000000005]
["2018-04-28T17:00:00",1,2,226.73699999999999]
["2018-04-28T18:00:00",1,2,32.048499999999997]
["2018-04-28T19:00:00",1,2,0]
["2018-04-28T20:00:00",1,2,0]
["2018-04-28T21:00:00",1,2,0]
["2018-04-28T22:00:00",1,2,0]
["2018-04-28T23:00:00",1,2,0]
["2018-04-29",1,2,0]
["2018-04-29T01:00:00",1,2,0]
["2018-04-29T02:00:00",1,2,0]
["2018-04-29T03:00:00",1,2,0]
["2018-04-29T04:00:00",1,2,0]
["2018-04-29T05:00:00",1,2,36.790199999999999]
["2018-04-29T06:00:00",1,2,457.23899999999998]
["2018-04-29T07:00:00",1,2,1659.04]
["2018-04-29T08:00:00",1,2,2346.1999999999998]
["2018-04-29T09:00:00",1,2,4560.18]
["2018-04-29T10:00:00",1,2,4516.6499999999996]
["2018-04-29T11:00:00",1,2,3137.97]
["2018-04-29T12:00:00",1,2,2139.23]
["2018-04-29T13:00:00",1,2,4039.55]
["2018-04-29T14:00:00",1,2,2310.79]
["2018-04-29T15:00:00",1,2,3479.74]
["2018-04-29T16:00:00",1,2,2068.71]
["2018-04-29T17:00:00",1,2,551.14800000000002]
["2018-04-29T18:00:00",1,2,103.367]
["2018-04-29T19:00:00",1,2,0]
["2018-04-29T20:00:00",1,2,0]
["2018-04-29T21:00:00",1,2,0]
["2018-04-29T22:00:00",1,2,0]
["2018-04-29T23:00:00",1,2,0]
["2018-04-30",1,2,0]
["2018-04-30T01:00:00",1,2,0]
["2018-04-30T02:00:00",1,2,0]
["2018-04-30T03:00:00",1,2,0]
["2018-04-30T04:00:00",1,2,0]
["2018-04-30T05:00:00",1,2,0]
["2018-04-30T06:00:00",1,1,287.58300000000003]
["2018-04-30T07:00:00",1,1,394.05799999999999]
["2018-04-30T08:00:00",1,1,702.40200000000004]
["2018-04-30T09:00:00",1,2,889.89099999999996]
["2018-04-30T10:00:00",1,2,2137.14]
["2018-04-30T11:00:00",1,2,4260.1499999999996]
["2018-04-30T12:00:00",1,2,4815.67]
["2018-04-30T13:00:00",1,1,3729.45]
["2018-04-30T14:00:00",1,1,3447.06]
["2018-04-30T15:00:00",1,1,2189.61]
["2018-04-30T16:00:00",1,1,1706.71]
["2018-04-30T17:00:00",1,1,608.25]
["2018-04-30T18:00:00",1,2,45.0916]
["2018-04-30T19:00:00",1,2,0]
["2018-04-30T20:00:00",1,2,0]
["2018-04-30T21:00:00",1,2,0]
["2018-04-30T22:00:00",1,2,0]
["2018-04-30T23:00:00",1,2,0]
["2018-05-01",1,2,0]
["2018-05-01T01:00:00",1,2,0]
["2018-05-01T02:00:00",1,2,0]
["2018-05-01T03:00:00",1,2,0]
["2018-05-01T04:00:00",1,2,0]
["2018-05-01T05:00:00",1,2,12.831300000000001]
["2018-05-01T06:00:00",1,2,412.87099999999998]
["2018-05-01T07:00:00",1,2,1565.29]
["2018-05-01T08:00:00",1,2,1787.88]
["2018-05-01T09:00:00",1,2,3743.9]
["2018-05-01T10:00:00",1,2,1831.07]
["2018-05-01T11:00:00",1,2,3236.42]
["2018-05-01T12:00:00",1,2,2013.39]
["2018-05-01T13:00:00",1,1,4579.45]
["2018-05-01T14:00:00",1,1,4374.28]
["2018-05-01T15:00:00",1,1,1317.53]
["2018-05-01T16:00:00",1,1,720.48]
["2018-05-01T17:00:00",1,1,444.50900000000001]
["2018-05-01T18:00:00",1,2,179.87299999999999]
["2018-05-01T19:00:00",1,2,0]
["2018-05-01T20:00:00",1,2,0]
["2018-05-01T21:00:00",1,2,0]
["2018-05-01T22:00:00",1,2,0]
["2018-05-01T23:00:00",1,2,0]
["2018-05-02",1,2,0]
["2018-05-02T01:00:00",1,2,0]
["2018-05-02T02:00:00",1,2,0]
["2018-05-02T03:00:00",1,2,0]
["2018-05-02T04:00:00",1,2,0]
["2018-05-02T05:00:00",1,2,0]
["2018-05-02T06:00:00",1,2,140.32]
["2018-05-02T07:00:00",1,2,389.72300000000001]
["2018-05-02T08:00:00",1,2,656.06600000000003]
["2018-05-02T09:00:00",1,2,878.38499999999999]
["2018-05-02T10:00:00",1,2,1250.8399999999999]
["2018-05-02T11:00:00",1,2,1613.07]
["2018-05-02T12:00:00",1,2,1623.97]
["2018-05-02T13:00:00",1,1,4639.13]
["2018-05-02T14:00:00",1,1,3823.94]
["2018-05-02T15:00:00",1,1,3309.79]
["2018-05-02T16:00:00",1,1,2087.94]
["2018-05-02T17:00:00",1,1,346.20100000000002]
["2018-05-02T18:00:00",1,2,102.77200000000001]
["2018-05-02T19:00:00",1,2,0]
["2018-05-02T20:00:00",1,2,0]
["2018-05-02T21:00:00",1,2,0]
["2018-05-02T22:00:00",1,2,0]
["2018-05-02T23:00:00",1,2,0]
["2018-05-03",1,2,0]
["2018-05-03T01:00:00",1,2,0]
["2018-05-03T02:00:00",1,2,0]
["2018-05-03T03:00:00",1,2,0]
["2018-05-03T04:00:00",1,2,0]
["2018-05-03T05:00:00",1,2,12.289300000000001]
["2018-05-03T06:00:00",1,2,225.86799999999999]
["2018-05-03T07:00:00",1,2,1124.55]
["2018-05-03T08:00:00",1,2,1506.55]
["2018-05-03T09:00:00",1,2,1604.04]
["2018-05-03T10:00:00",1,2,4152.0600000000004]
["2018-05-03T11:00:00",1,2,4553.1099999999997]
["2018-05-03T12:00:00",1,2,4348.8900000000003]
["2018-05-03T13:00:00",1,1,3776.85]
["2018-05-03T14:00:00",1,1,2447.59]
["2018-05-03T15:00:00",1,1,1676.63]
["2018-05-03T16:00:00",1,1,707.27499999999998]
["2018-05-03T17:00:00",1,1,342.637]
["2018-05-03T18:00:00",1,2,180.31700000000001]
["2018-05-03T19:00:00",1,2,0]
["2018-05-03T20:00:00",1,2,0]
["2018-05-03T21:00:00",1,2,0]
["2018-05-03T22:00:00",1,2,0]
["2018-05-03T23:00:00",1,2,0]
["2018-05-04",1,2,0]
["2018-05-04T01:00:00",1,2,0]
["2018-05-04T02:00:00",1,2,0]
["2018-05-04T03:00:00",1,2,0]
["2018-05-04T04:00:00",1,2,0]
["2018-05-04T05:00:00",1,2,19.529499999999999]
["2018-05-04T06:00:00",1,2,455.36099999999999]
["2018-05-04T07:00:00",1,2,1727.44]
["2018-05-04T08:00:00",1,2,3135.46]
["2018-05-04T09:00:00",1,2,4483.16]
["2018-05-04T10:00:00",1,2,4745.24]
["2018-05-04T11:00:00",1,2,5174.9799999999996]
["2018-05-04T12:00:00",1,2,5705.38]
["2018-05-04T13:00:00",1,1,4519.18]
["2018-05-04T14:00:00",1,1,4487.4799999999996]
["2018-05-04T15:00:00",1,1,2764.77]
["2018-05-04T16:00:00",1,1,1723.75]
["2018-05-04T17:00:00",1,1,773.12800000000004]
["2018-05-04T18:00:00",1,2,75.461699999999993]
["2018-05-04T19:00:00",1,2,0]
["2018-05-04T20:00:00",1,2,0]
["2018-05-04T21:00:00",1,2,0]
["2018-05-04T22:00:00",1,2,0]
["2018-05-04T23:00:00",1,2,0]
["2018-05-05",1,2,0]
["2018-05-05T01:00:00",1,2,0]
["2018-05-05T02:00:00",1,2,0]
["2018-05-05T03:00:00",1,2,0]
["2018-05-05T04:00:00",1,2,0]
["2018-05-05T05:00:00",1,2,35.5396]
["2018-05-05T06:00:00",1,2,446.815]
["2018-05-05T07:00:00",1,2,936.51599999999996]
["2018-05-05T08:00:00",1,2,2199.0100000000002]
["2018-05-05T09:00:00",1,2,4218.08]
["2018-05-05T10:00:00",1,2,2534.4299999999998]
["2018-05-05T11:00:00",1,2,4685.6099999999997]
["2018-05-05T12:00:00",1,2,1727.26]
["2018-05-05T13:00:00",1,2,4808.13]
["2018-05-05T14:00:00",1,2,4665.09]
["2018-05-05T15:00:00",1,2,3167.11]
["2018-05-05T16:00:00",1,2,1973.75]
["2018-05-05T17:00:00",1,2,838.79200000000003]
["2018-05-05T18:00:00",1,2,158.48400000000001]
["2018-05-05T19:00:00",1,2,0]
["2018-05-05T20:00:00",1,2,0]
["2018-05-05T21:00:00",1,2,0]
["2018-05-05T22:00:00",1,2,0]
["2018-05-05T23:00:00",1,2,0]
["2018-05-06",1,2,0]
["2018-05-06T01:00:00",1,2,0]
["2018-05-06T02:00:00",1,2,0]
["2018-05-06T03:00:00",1,2,0]
["2018-05-06T04:00:00",1,2,0]
["2018-05-06T05:00:00",1,2,26.093800000000002]
["2018-05-06T06:00:00",1,2,423.16899999999998]
["2018-05-06T07:00:00",1,2,1826.37]
["2018-05-06T08:00:00",1,2,3318.56]
["2018-05-06T09:00:00",1,2,4552.8500000000004]
["2018-05-06T10:00:00",1,2,5367.53]
["2018-05-06T11:00:00",1,2,5785.21]
["2018-05-06T12:00:00",1,2,5430.93]
["2018-05-06T13:00:00",1,2,5226.5200000000004]
["2018-05-06T14:00:00",1,2,4444.66]
["2018-05-06T15:00:00",1,2,2766.65]
["2018-05-06T16:00:00",1,2,1814.21]
["2018-05-06T17:00:00",1,2,624.98199999999997]
["2018-05-06T18:00:00",1,2,125.13]
["2018-05-06T19:00:00",1,2,0]
["2018-05-06T20:00:00",1,2,0]
["2018-05-06T21:00:00",1,2,0]
["2018-05-06T22:00:00",1,2,0]
["2018-05-06T23:00:00",1,2,0]
["2018-05-07",1,2,0]
["2018-05-07T01:00:00",1,2,0]
["2018-05-07T02:00:00",1,2,0]
["2018-05-07T03:00:00",1,2,0]
["2018-05-07T04:00:00",1,2,0]
["2018-05-07T05:00:00",1,2,48.956800000000001]
["2018-05-07T06:00:00",1,2,500.71800000000002]
["2018-05-07T07:00:00",1,2,1495.51]
["2018-05-07T08:00:00",1,2,1926.5]
["2018-05-07T09:00:00",1,2,3745.53]
["2018-05-07T10:00:00",1,2,5045.3500000000004]
["2018-05-07T11:00:00",1,2,5545.36]
["2018-05-07T12:00:00",1,2,5702.88]
["2018-05-07T13:00:00",1,1,5345.54]
["2018-05-07T14:00:00",1,1,4700.12]
["2018-05-07T15:00:00",1,1,3700.44]
["2018-05-07T16:00:00",1,1,2322.71]
["2018-05-07T17:00:00",1,1,847.37800000000004]
["2018-05-07T18:00:00",1,2,109.48099999999999]
["2018-05-07T19:00:00",1,2,0]
["2018-05-07T20:00:00",1,2,0]
["2018-05-07T21:00:00",1,2,0]
["2018-05-07T22:00:00",1,2,0]
["2018-05-07T23:00:00",1,2,0]
["2018-05-08",1,2,0]
["2018-05-08T01:00:00",1,2,0]
["2018-05-08T02:00:00",1,2,0]
["2018-05-08T03:00:00",1,2,0]
["2018-05-08T04:00:00",1,2,0]
["2018-05-08T05:00:00",1,2,63.022799999999997]
["2018-05-08T06:00:00",1,2,571.88400000000001]
["2018-05-08T07:00:00",1,2,1752.55]
["2018-05-08T08:00:00",1,2,2976.61]
["2018-05-08T09:00:00",1,2,4293.49]
["2018-05-08T10:00:00",1,2,5003.09]
["2018-05-08T11:00:00",1,2,5283.44]
["2018-05-08T12:00:00",1,2,5388.86]
["2018-05-08T13:00:00",1,1,5070.99]
["2018-05-08T14:00:00",1,1,4429.01]
["2018-05-08T15:00:00",1,1,3377.46]
["2018-05-08T16:00:00",1,1,2136.79]
["2018-05-08T17:00:00",1,1,832.44]
["2018-05-08T18:00:00",1,2,212.28200000000001]
["2018-05-08T19:00:00",1,2,0]
["2018-05-08T20:00:00",1,2,0]
["2018-05-08T21:00:00",1,2,0]
["2018-05-08T22:00:00",1,2,0]
["2018-05-08T23:00:00",1,2,0]
["2018-05-09",1,2,0]
["2018-05-09T01:00:00",1,2,0]
["2018-05-09T02:00:00",1,2,0]
["2018-05-09T03:00:00",1,2,0]
["2018-05-09T04:00:00",1,2,0]
["2018-05-09T05:00:00",1,2,72.569900000000004]
["2018-05-09T06:00:00",1,2,275.54700000000003]
["2018-05-09T07:00:00",1,2,1467.41]
["2018-05-09T08:00:00",1,2,2306.67]
["2018-05-09T09:00:00",1,2,3375.58]
["2018-05-09T10:00:00",1,2,3590.18]
["2018-05-09T11:00:00",1,2,3040.02]
["2018-05-09T12:00:00",1,2,5122.74]
["2018-05-09T13:00:00",1,1,3829.48]
["2018-05-09T14:00:00",1,1,4228.0600000000004]
["2018-05-09T15:00:00",1,1,2740.25]
["2018-05-09T16:00:00",1,1,941.30799999999999]
["2018-05-09T17:00:00",1,1,497.61599999999999]
["2018-05-09T18:00:00",1,2,118.658]
["2018-05-09T19:00:00",1,2,0]
["2018-05-09T20:00:00",1,2,0]
["2018-05-09T21:00:00",1,2,0]
["2018-05-09T22:00:00",1,2,0]
["2018-05-09T23:00:00",1,2,0]
["2018-05-10",1,2,0]
["2018-05-10T01:00:00",1,2,0]
["2018-05-10T02:00:00",1,2,0]
["2018-05-10T03:00:00",1,2,0]
["2018-05-10T04:00:00",1,2,0]
["2018-05-10T05:00:00",1,2,28.163399999999999]
["2018-05-10T06:00:00",1,2,318.55200000000002]
["2018-05-10T07:00:00",1,2,959.80100000000004]
["2018-05-10T08:00:00",1,2,1924.25]
["2018-05-10T09:00:00",1,2,2589.0300000000002]
["2018-05-10T10:00:00",1,2,1433.1]
["2018-05-10T11:00:00",1,2,1949.08]
["2018-05-10T12:00:00",1,2,1876.96]
["2018-05-10T13:00:00",1,1,2434.61]
["2018-05-10T14:00:00",1,1,1650.53]
["2018-05-10T15:00:00",1,1,1607.78]
["2018-05-10T16:00:00",1,1,2093.25]
["2018-05-10T17:00:00",1,1,791.02099999999996]
["2018-05-10T18:00:00",1,2,194.83699999999999]
["2018-05-10T19:00:00",1,2,0]
["2018-05-10T20:00:00",1,2,0]
["2018-05-10T21:00:00",1,2,0]
["2018-05-10T22:00:00",1,2,0]
["2018-05-10T23:00:00",1,2,0]
["2018-05-11",1,2,0]
["2018-05-11T01:00:00",1,2,0]
["2018-05-11T02:00:00",1,2,0]
["2018-05-11T03:00:00",1,2,0]
["2018-05-11T04:00:00",1,2,0]
["2018-05-11T05:00:00",1,2,60.641800000000003]
["2018-05-11T06:00:00",1,2,716.90099999999995]
["2018-05-11T07:00:00",1,2,1410.74]
["2018-05-11T08:00:00",1,2,1145.17]
["2018-05-11T09:00:00",1,2,3961.68]
["2018-05-11T10:00:00",1,2,4674.53]
["2018-05-11T11:00:00",1,2,4137.32]
["2018-05-11T12:00:00",1,2,5297.36]
["2018-05-11T13:00:00",1,1,4587.09]
["2018-05-11T14:00:00",1,1,4197.18]
["2018-05-11T15:00:00",1,1,2388.15]
["2018-05-11T16:00:00",1,1,1114.56]
["2018-05-11T17:00:00",1,1,505.11799999999999]
["2018-05-11T18:00:00",1,2,157.6]
["2018-05-11T19:00:00",1,2,0]
["2018-05-11T20:00:00",1,2,0]
["2018-05-11T21:00:00",1,2,0]
["2018-05-11T22:00:00",1,2,0]
["2018-05-11T23:00:00",1,2,0]
["2018-05-12",1,2,0]
["2018-05-12T01:00:00",1,2,0]
["2018-05-12T02:00:00",1,2,0]
["2018-05-12T03:00:00",1,2,0]
["2018-05-12T04:00:00",1,2,0]
["2018-05-12T05:00:00",1,2,58.504899999999999]
["2018-05-12T06:00:00",1,2,574.00300000000004]
["2018-05-12T07:00:00",1,2,1625.3]
["2018-05-12T08:00:00",1,2,2747.2]
["2018-05-12T09:00:00",1,2,2131.29]
["2018-05-12T10:00:00",1,2,4649.95]
["2018-05-12T11:00:00",1,2,5270.38]
["2018-05-12T12:00:00",1,2,4412.72]
["2018-05-12T13:00:00",1,2,3499.61]
["2018-05-12T14:00:00",1,2,1840.14]
["2018-05-12T15:00:00",1,2,2599.37]
["2018-05-12T16:00:00",1,2,1825.2]
["2018-05-12T17:00:00",1,2,805.36800000000005]
["2018-05-12T18:00:00",1,2,171.477]
["2018-05-12T19:00:00",1,2,0]
["2018-05-12T20:00:00",1,2,0]
["2018-05-12T21:00:00",1,2,0]
["2018-05-12T22:00:00",1,2,0]
["2018-05-12T23:00:00",1,2,0]
["2018-05-13",1,2,0]
["2018-05-13T01:00:00",1,2,0]
["2018-05-13T02:00:00",1,2,0]
["2018-05-13T03:00:00",1,2,0]
["2018-05-13T04:00:00",1,2,0]
["2018-05-13T05:00:00",1,2,89.717799999999997]
["2018-05-13T06:00:00",1,2,468.57400000000001]
["2018-05-13T07:00:00",1,2,1650.31]
["2018-05-13T08:00:00",1,2,2940.8]
["2018-05-13T09:00:00",1,2,3950.36]
["2018-05-13T10:00:00",1,2,4815.3100000000004]
["2018-05-13T11:00:00",1,2,4449.38]
["2018-05-13T12:00:00",1,2,1535.75]
["2018-05-13T13:00:00",1,2,1844.03]
["2018-05-13T14:00:00",1,2,1611.95]
["2018-05-13T15:00:00",1,2,1282.04]
["2018-05-13T16:00:00",1,2,862.43299999999999]
["2018-05-13T17:00:00",1,2,522.20899999999995]
["2018-05-13T18:00:00",1,2,159.74199999999999]
["2018-05-13T19:00:00",1,2,0]
["2018-05-13T20:00:00",1,2,0]
["2018-05-13T21:00:00",1,2,0]
["2018-05-13T22:00:00",1,2,0]
["2018-05-13T23:00:00",1,2,0]
["2018-05-14",1,2,0]
["2018-05-14T01:00:00",1,2,0]
["2018-05-14T02:00:00",1,2,0]
["2018-05-14T03:00:00",1,2,0]
["2018-05-14T04:00:00",1,2,0]
["2018-05-14T05:00:00",1,2,22.3645]
["2018-05-14T06:00:00",1,2,225.76900000000001]
["2018-05-14T07:00:00",1,2,520.851]
["2018-05-14T08:00:00",1,2,670.745]
["2018-05-14T09:00:00",1,2,1048.55]
["2018-05-14T10:00:00",1,2,1478.01]
["2018-05-14T11:00:00",1,2,1957.63]
["2018-05-14T12:00:00",1,2,3561.5]
["2018-05-14T13:00:00",1,1,3275.38]
["2018-05-14T14:00:00",1,1,4099.47]
["2018-05-14T15:00:00",1,1,2513.21]
["2018-05-14T16:00:00",1,1,807.97500000000002]
["2018-05-14T17:00:00",1,1,625.07000000000005]
["2018-05-14T18:00:00",1,2,195.33799999999999]
["2018-05-14T19:00:00",1,2,0]
["2018-05-14T20:00:00",1,2,0]
["2018-05-14T21:00:00",1,2,0]
["2018-05-14T22:00:00",1,2,0]
["2018-05-14T23:00:00",1,2,0]
["2018-05-15",1,2,0]
["2018-05-15T01:00:00",1,2,0]
["2018-05-15T02:00:00",1,2,0]
["2018-05-15T03:00:00",1,2,0]
["2018-05-15T04:00:00",1,2,0]
["2018-05-15T05:00:00",1,2,64.233900000000006]
["2018-05-15T06:00:00",1,2,393.79399999999998]
["2018-05-15T07:00:00",1,2,1243.8699999999999]
["2018-05-15T08:00:00",1,2,2062.7199999999998]
["2018-05-15T09:00:00",1,2,3012.71]
["2018-05-15T10:00:00",1,2,3512.35]
["2018-05-15T11:00:00",1,2,5111.29]
["2018-05-15T12:00:00",1,2,5104.72]
["2018-05-15T13:00:00",1,1,4255.3]
["2018-05-15T14:00:00",1,1,4308.2700000000004]
["2018-05-15T15:00:00",1,1,3345.99]
["2018-05-15T16:00:00",1,1,2131.65]
["2018-05-15T17:00:00",1,1,863.42399999999998]
["2018-05-15T18:00:00",1,2,222.84399999999999]
["2018-05-15T19:00:00",1,2,0]
["2018-05-15T20:00:00",1,2,0]
["2018-05-15T21:00:00",1,2,0]
["2018-05-15T22:00:00",1,2,0]
["2018-05-15T23:00:00",1,2,0]
["2018-05-16",1,2,0]
["2018-05-16T01:00:00",1,2,0]
["2018-05-16T02:00:00",1,2,0]
["2018-05-16T03:00:00",1,2,0]
["2018-05-16T04:00:00",1,2,0]
["2018-05-16T05:00:00",1,2,107.82599999999999]
["2018-05-16T06:00:00",1,2,362.995]
["2018-05-16T07:00:00",1,2,956.96299999999997]
["2018-05-16T08:00:00",1,2,2477.11]
["2018-05-16T09:00:00",1,2,3958.44]
["2018-05-16T10:00:00",1,2,4470.9399999999996]
["2018-05-16T11:00:00",1,2,4878.92]
["2018-05-16T12:00:00",1,2,3607.3]
["2018-05-16T13:00:00",1,1,5052.6499999999996]
["2018-05-16T14:00:00",1,1,4226.59]
["2018-05-16T15:00:00",1,1,2777.27]
["2018-05-16T16:00:00",1,1,2080.61]
["2018-05-16T17:00:00",1,1,964.32]
["2018-05-16T18:00:00",1,2,168.24]
["2018-05-16T19:00:00",1,2,0]
["2018-05-16T20:00:00",1,2,0]
["2018-05-16T21:00:00",1,2,0]
["2018-05-16T22:00:00",1,2,0]
["2018-05-16T23:00:00",1,2,0]
["2018-05-17",1,2,0]
["2018-05-17T01:00:00",1,2,0]
["2018-05-17T02:00:00",1,2,0]
["2018-05-17T03:00:00",1,2,0]
["2018-05-17T04:00:00",1,2,0]
["2018-05-17T05:00:00",1,2,106.161]
["2018-05-17T06:00:00",1,2,241.44900000000001]
["2018-05-17T07:00:00",1,2,538.10400000000004]
["2018-05-17T08:00:00",1,2,823.31299999999999]
["2018-05-17T09:00:00",1,2,1055.8]
["2018-05-17T10:00:00",1,2,1459.51]
["2018-05-17T11:00:00",1,2,1570.72]
["2018-05-17T12:00:00",1,2,1579.21]
["2018-05-17T13:00:00",1,1,4567.88]
["2018-05-17T14:00:00",1,1,2950.91]
["2018-05-17T15:00:00",1,1,1355.75]
["2018-05-17T16:00:00",1,1,1813.68]
["2018-05-17T17:00:00",1,1,879.29]
["2018-05-17T18:00:00",1,2,200.553]
["2018-05-17T19:00:00",1,2,0]
["2018-05-17T20:00:00",1,2,0]
["2018-05-17T21:00:00",1,2,0]
["2018-05-17T22:00:00",1,2,0]
["2018-05-17T23:00:00",1,2,0]
["2018-05-18",1,2,0]
["2018-05-18T01:00:00",1,2,0]
["2018-05-18T02:00:00",1,2,0]
["2018-05-18T03:00:00",1,2,0]
["2018-05-18T04:00:00",1,2,0]
["2018-05-18T05:00:00",1,2,67.037099999999995]
["2018-05-18T06:00:00",1,2,703.221]
["2018-05-18T07:00:00",1,2,1641.13]
["2018-05-18T08:00:00",1,2,2937.01]
["2018-05-18T09:00:00",1,2,2754.79]
["2018-05-18T10:00:00",1,2,4069.1]
["2018-05-18T11:00:00",1,2,3886.17]
["2018-05-18T12:00:00",1,2,5489.44]
["2018-05-18T13:00:00",1,1,5003.25]
["2018-05-18T14:00:00",1,1,2835.78]
["2018-05-18T15:00:00",1,1,2006.36]
["2018-05-18T16:00:00",1,1,1561.86]
["2018-05-18T17:00:00",1,1,912.22699999999998]
["2018-05-18T18:00:00",1,2,183.06]
["2018-05-18T19:00:00",1,2,0]
["2018-05-18T20:00:00",1,2,0]
["2018-05-18T21:00:00",1,2,0]
["2018-05-18T22:00:00",1,2,0]
["2018-05-18T23:00:00",1,2,0]
["2018-05-19",1,2,0]
["2018-05-19T01:00:00",1,2,0]
["2018-05-19T02:00:00",1,2,0]
["2018-05-19T03:00:00",1,2,0]
["2018-05-19T04:00:00",1,2,0]
["2018-05-19T05:00:00",1,2,63.839100000000002]
["2018-05-19T06:00:00",1,2,311.21899999999999]
["2018-05-19T07:00:00",1,2,681.50699999999995]
["2018-05-19T08:00:00",1,2,1021.4]
["2018-05-19T09:00:00",1,2,1294.47]
["2018-05-19T10:00:00",1,2,1863.25]
["2018-05-19T11:00:00",1,2,1597]
["2018-05-19T12:00:00",1,2,3746.03]
["2018-05-19T13:00:00",1,2,4154.41]
["2018-05-19T14:00:00",1,2,1345.84]
["2018-05-19T15:00:00",1,2,1113.04]
["2018-05-19T16:00:00",1,2,1954.55]
["2018-05-19T17:00:00",1,2,382.726]
["2018-05-19T18:00:00",1,2,148.81100000000001]
["2018-05-19T19:00:00",1,2,0]
["2018-05-19T20:00:00",1,2,0]
["2018-05-19T21:00:00",1,2,0]
["2018-05-19T22:00:00",1,2,0]
["2018-05-19T23:00:00",1,2,0]
["2018-05-20",1,2,0]
["2018-05-20T01:00:00",1,2,0]
["2018-05-20T02:00:00",1,2,0]
["2018-05-20T03:00:00",1,2,0]
["2018-05-20T04:00:00",1,2,0]
["2018-05-20T05:00:00",1,2,67.290000000000006]
["2018-05-20T06:00:00",1,2,476.31900000000002]
["2018-05-20T07:00:00",1,2,1831.87]
["2018-05-20T08:00:00",1,2,3260.06]
["2018-05-20T09:00:00",1,2,4385.3500000000004]
["2018-05-20T10:00:00",1,2,5111.43]
["2018-05-20T11:00:00",1,2,5461.12]
["2018-05-20T12:00:00",1,2,5291.77]
["2018-05-20T13:00:00",1,2,5178.09]
["2018-05-20T14:00:00",1,2,4577.3500000000004]
["2018-05-20T15:00:00",1,2,3516.41]
["2018-05-20T16:00:00",1,2,2258.54]
["2018-05-20T17:00:00",1,2,878.64300000000003]
["2018-05-20T18:00:00",1,2,163.965]
["2018-05-20T19:00:00",1,2,0]
["2018-05-20T20:00:00",1,2,0]
["2018-05-20T21:00:00",1,2,0]
["2018-05-20T22:00:00",1,2,0]
["2018-05-20T23:00:00",1,2,0]
["2018-05-21",1,2,0]
["2018-05-21T01:00:00",1,2,0]
["2018-05-21T02:00:00",1,2,0]
["2018-05-21T03:00:00",1,2,0]
["2018-05-21T04:00:00",1,2,0]
["2018-05-21T05:00:00",1,2,117.504]
["2018-05-21T06:00:00",1,2,684.80399999999997]
["2018-05-21T07:00:00",1,2,1786.03]
["2018-05-21T08:00:00",1,2,3016.96]
["2018-05-21T09:00:00",1,2,3985.78]
["2018-05-21T10:00:00",1,2,4598.07]
["2018-05-21T11:00:00",1,2,4134.54]
["2018-05-21T12:00:00",1,2,5210.59]
["2018-05-21T13:00:00",1,1,4308.51]
["2018-05-21T14:00:00",1,1,3808.46]
["2018-05-21T15:00:00",1,1,2763.25]
["2018-05-21T16:00:00",1,1,1953.97]
["2018-05-21T17:00:00",1,1,901.33199999999999]
["2018-05-21T18:00:00",1,2,248.13800000000001]
["2018-05-21T19:00:00",1,2,0]
["2018-05-21T20:00:00",1,2,0]
["2018-05-21T21:00:00",1,2,0]
["2018-05-21T22:00:00",1,2,0]
["2018-05-21T23:00:00",1,2,0]
["2018-05-22",1,2,0]
["2018-05-22T01:00:00",1,2,0]
["2018-05-22T02:00:00",1,2,0]
["2018-05-22T03:00:00",1,2,0]
["2018-05-22T04:00:00",1,2,0]
["2018-05-22T05:00:00",1,2,90.295599999999993]
["2018-05-22T06:00:00",1,2,513.41300000000001]
["2018-05-22T07:00:00",1,2,1622.69]
["2018-05-22T08:00:00",1,2,3061.87]
["2018-05-22T09:00:00",1,2,4233.51]
["2018-05-22T10:00:00",1,2,4989.6000000000004]
["2018-05-22T11:00:00",1,2,5346.67]
["2018-05-22T12:00:00",1,2,5152.51]
["2018-05-22T13:00:00",1,1,4850.43]
["2018-05-22T14:00:00",1,1,3491.64]
["2018-05-22T15:00:00",1,1,2179.63]
["2018-05-22T16:00:00",1,1,1699.78]
["2018-05-22T17:00:00",1,1,665.68]
["2018-05-22T18:00:00",1,2,206.52099999999999]
["2018-05-22T19:00:00",1,2,0]
["2018-05-22T20:00:00",1,2,0]
["2018-05-22T21:00:00",1,2,0]
["2018-05-22T22:00:00",1,2,0]
["2018-05-22T23:00:00",1,2,0]
["2018-05-23",1,2,0]
["2018-05-23T01:00:00",1,2,0]
["2018-05-23T02:00:00",1,2,0]
["2018-05-23T03:00:00",1,2,0]
["2018-05-23T04:00:00",1,2,0]
["2018-05-23T05:00:00",1,2,136.38300000000001]
["2018-05-23T06:00:00",1,2,482.62]
["2018-05-23T07:00:00",1,2,1337.8]
["2018-05-23T08:00:00",1,2,3169.05]
["2018-05-23T09:00:00",1,2,3920.37]
["2018-05-23T10:00:00",1,2,4905.84]
["2018-05-23T11:00:00",1,2,5232.74]
["2018-05-23T12:00:00",1,2,5037.9799999999996]
["2018-05-23T13:00:00",1,1,4853.9799999999996]
["2018-05-23T14:00:00",1,1,3705.39]
["2018-05-23T15:00:00",1,1,3398.68]
["2018-05-23T16:00:00",1,1,2210.1]
["2018-05-23T17:00:00",1,1,892.08399999999995]
["2018-05-23T18:00:00",1,2,189.238]
["2018-05-23T19:00:00",1,2,0]
["2018-05-23T20:00:00",1,2,0]
["2018-05-23T21:00:00",1,2,0]
["2018-05-23T22:00:00",1,2,0]
["2018-05-23T23:00:00",1,2,0]
["2018-05-24",1,2,0]
["2018-05-24T01:00:00",1,2,0]
["2018-05-24T02:00:00",1,2,0]
["2018-05-24T03:00:00",1,2,0]
["2018-05-24T04:00:00",1,2,0]
["2018-05-24T05:00:00",1,2,64.139600000000002]
["2018-05-24T06:00:00",1,2,428.80700000000002]
["2018-05-24T07:00:00",1,2,1775.46]
["2018-05-24T08:00:00",1,2,2678.47]
["2018-05-24T09:00:00",1,2,4241.71]
["2018-05-24T10:00:00",1,2,4977.12]
["2018-05-24T11:00:00",1,2,5379.62]
["2018-05-24T12:00:00",1,2,5130.1000000000004]
["2018-05-24T13:00:00",1,1,4879.1400000000003]
["2018-05-24T14:00:00",1,1,4336.2299999999996]
["2018-05-24T15:00:00",1,1,3505.6]
["2018-05-24T16:00:00",1,1,2254.94]
["2018-05-24T17:00:00",1,1,873.06200000000001]
["2018-05-24T18:00:00",1,2,123.85599999999999]
["2018-05-24T19:00:00",1,2,0]
["2018-05-24T20:00:00",1,2,0]
["2018-05-24T21:00:00",1,2,0]
["2018-05-24T22:00:00",1,2,0]
["2018-05-24T23:00:00",1,2,0]
["2018-05-25",1,2,0]
["2018-05-25T01:00:00",1,2,0]
["2018-05-25T02:00:00",1,2,0]
["2018-05-25T03:00:00",1,2,0]
["2018-05-25T04:00:00",1,2,0]
["2018-05-25T05:00:00",1,2,108.605]
["2018-05-25T06:00:00",1,2,557.87800000000004]
["2018-05-25T07:00:00",1,2,1528.73]
["2018-05-25T08:00:00",1,2,2831.66]
["2018-05-25T09:00:00",1,2,3987.64]
["2018-05-25T10:00:00",1,2,4869.24]
["2018-05-25T11:00:00",1,2,5265.85]
["2018-05-25T12:00:00",1,2,5330.53]
["2018-05-25T13:00:00",1,1,4875.78]
["2018-05-25T14:00:00",1,1,3552.24]
["2018-05-25T15:00:00",1,1,3237.24]
["2018-05-25T16:00:00",1,1,2041.36]
["2018-05-25T17:00:00",1,1,875.31399999999996]
["2018-05-25T18:00:00",1,2,251.01499999999999]
["2018-05-25T19:00:00",1,2,0]
["2018-05-25T20:00:00",1,2,0]
["2018-05-25T21:00:00",1,2,0]
["2018-05-25T22:00:00",1,2,0]
["2018-05-25T23:00:00",1,2,0]
["2018-05-26",1,2,0]
["2018-05-26T01:00:00",1,2,0]
["2018-05-26T02:00:00",1,2,0]
["2018-05-26T03:00:00",1,2,0]
["2018-05-26T04:00:00",1,2,0]
["2018-05-26T05:00:00",1,2,102.129]
["2018-05-26T06:00:00",1,2,489.22199999999998]
["2018-05-26T07:00:00",1,2,1776.96]
["2018-05-26T08:00:00",1,2,2865.56]
["2018-05-26T09:00:00",1,2,3617.74]
["2018-05-26T10:00:00",1,2,4286.6000000000004]
["2018-05-26T11:00:00",1,2,5132.43]
["2018-05-26T12:00:00",1,2,4883.34]
["2018-05-26T13:00:00",1,2,4101.3100000000004]
["2018-05-26T14:00:00",1,2,2562.17]
["2018-05-26T15:00:00",1,2,2236.86]
["2018-05-26T16:00:00",1,2,932.27300000000002]
["2018-05-26T17:00:00",1,2,516.03399999999999]
["2018-05-26T18:00:00",1,2,187.84]
["2018-05-26T19:00:00",1,2,0]
["2018-05-26T20:00:00",1,2,0]
["2018-05-26T21:00:00",1,2,0]
["2018-05-26T22:00:00",1,2,0]
["2018-05-26T23:00:00",1,2,0]
["2018-05-27",1,2,0]
["2018-05-27T01:00:00",1,2,0]
["2018-05-27T02:00:00",1,2,0]
["2018-05-27T03:00:00",1,2,0]
["2018-05-27T04:00:00",1,2,0]
["2018-05-27T05:00:00",1,2,63.023899999999998]
["2018-05-27T06:00:00",1,2,262.714]
["2018-05-27T07:00:00",1,2,550.77800000000002]
["2018-05-27T08:00:00",1,2,669.96500000000003]
["2018-05-27T09:00:00",1,2,886.279]
["2018-05-27T10:00:00",1,2,1047.67]
["2018-05-27T11:00:00",1,2,1143.19]
["2018-05-27T12:00:00",1,2,1384.94]
["2018-05-27T13:00:00",1,2,1308.9100000000001]
["2018-05-27T14:00:00",1,2,1150.02]
["2018-05-27T15:00:00",1,2,763.56]
["2018-05-27T16:00:00",1,2,639.15300000000002]
["2018-05-27T17:00:00",1,2,501.60300000000001]
["2018-05-27T18:00:00",1,2,212.05]
["2018-05-27T19:00:00",1,2,0]
["2018-05-27T20:00:00",1,2,0]
["2018-05-27T21:00:00",1,2,0]
["2018-05-27T22:00:00",1,2,0]
["2018-05-27T23:00:00",1,2,0]
["2018-05-28",1,2,0]
["2018-05-28T01:00:00",1,2,0]
["2018-05-28T02:00:00",1,2,0]
["2018-05-28T03:00:00",1,2,0]
["2018-05-28T04:00:00",1,2,0]
["2018-05-28T05:00:00",1,2,82.916899999999998]
["2018-05-28T06:00:00",1,2,219.94200000000001]
["2018-05-28T07:00:00",1,2,421.69299999999998]
["2018-05-28T08:00:00",1,2,672.83100000000002]
["2018-05-28T09:00:00",1,2,883.46500000000003]
["2018-05-28T10:00:00",1,2,1036.8599999999999]
["2018-05-28T11:00:00",1,2,1117.33]
["2018-05-28T12:00:00",1,2,1134.99]
["2018-05-28T13:00:00",1,1,1077.6099999999999]
["2018-05-28T14:00:00",1,1,947.38800000000003]
["2018-05-28T15:00:00",1,1,757.25099999999998]
["2018-05-28T16:00:00",1,1,518.38800000000003]
["2018-05-28T17:00:00",1,1,273.28399999999999]
["2018-05-28T18:00:00",1,2,127.49299999999999]
["2018-05-28T19:00:00",1,2,0]
["2018-05-28T20:00:00",1,2,0]
["2018-05-28T21:00:00",1,2,0]
["2018-05-28T22:00:00",1,2,0]
["2018-05-28T23:00:00",1,2,0]
["2018-05-29",1,2,0]
["2018-05-29T01:00:00",1,2,0]
["2018-05-29T02:00:00",1,2,0]
["2018-05-29T03:00:00",1,2,0]
["2018-05-29T04:00:00",1,2,0]
["2018-05-29T05:00:00",1,2,111.236]
["2018-05-29T06:00:00",1,2,206.05600000000001]
["2018-05-29T07:00:00",1,2,652.86199999999997]
["2018-05-29T08:00:00",1,2,1220.72]
["2018-05-29T09:00:00",1,2,3630.73]
["2018-05-29T10:00:00",1,2,2749.28]
["2018-05-29T11:00:00",1,2,3343.82]
["2018-05-29T12:00:00",1,2,5157.2700000000004]
["2018-05-29T13:00:00",1,1,4798.74]
["2018-05-29T14:00:00",1,1,3994.27]
["2018-05-29T15:00:00",1,1,3066.67]
["2018-05-29T16:00:00",1,1,1742.68]
["2018-05-29T17:00:00",1,1,596.29100000000005]
["2018-05-29T18:00:00",1,2,249.74]
["2018-05-29T19:00:00",1,2,0]
["2018-05-29T20:00:00",1,2,0]
["2018-05-29T21:00:00",1,2,0]
["2018-05-29T22:00:00",1,2,0]
["2018-05-29T23:00:00",1,2,0]
["2018-05-30",1,2,0]
["2018-05-30T01:00:00",1,2,0]
["2018-05-30T02:00:00",1,2,0]
["2018-05-30T03:00:00",1,2,0]
["2018-05-30T04:00:00",1,2,0]
["2018-05-30T05:00:00",1,2,102.121]
["2018-05-30T06:00:00",1,2,474.50900000000001]
["2018-05-30T07:00:00",1,2,1517.28]
["2018-05-30T08:00:00",1,2,2499.36]
["2018-05-30T09:00:00",1,2,3686.63]
["2018-05-30T10:00:00",1,2,4194.51]
["2018-05-30T11:00:00",1,2,3867.85]
["2018-05-30T12:00:00",1,2,4372.18]
["2018-05-30T13:00:00",1,1,3087.56]
["2018-05-30T14:00:00",1,1,3220.83]
["2018-05-30T15:00:00",1,1,3392.94]
["2018-05-30T16:00:00",1,1,1776.74]
["2018-05-30T17:00:00",1,1,1010.6]
["2018-05-30T18:00:00",1,2,205.68700000000001]
["2018-05-30T19:00:00",1,2,0]
["2018-05-30T20:00:00",1,2,0]
["2018-05-30T21:00:00",1,2,0]
["2018-05-30T22:00:00",1,2,0]
["2018-05-30T23:00:00",1,2,0]
["2018-05-31",1,2,0]
["2018-05-31T01:00:00",1,2,0]
["2018-05-31T02:00:00",1,2,0]
["2018-05-31T03:00:00",1,2,0]
["2018-05-31T04:00:00",1,2,0]
["2018-05-31T05:00:00",1,2,110.327]
["2018-05-31T06:00:00",1,2,563.47400000000005]
["2018-05-31T07:00:00",1,2,1688.28]
["2018-05-31T08:00:00",1,2,3165.53]
["2018-05-31T09:00:00",1,2,3865.1]
["2018-05-31T10:00:00",1,2,4775.82]
["2018-05-31T11:00:00",1,2,5327.33]
["2018-05-31T12:00:00",1,2,4741.93]
["2018-05-31T13:00:00",1,1,4676.6899999999996]
["2018-05-31T14:00:00",1,1,3923.61]
["2018-05-31T15:00:00",1,1,3265.53]
["2018-05-31T16:00:00",1,1,2128.77]
["2018-05-31T17:00:00",1,1,976.30600000000004]
["2018-05-31T18:00:00",1,2,365.16199999999998]
["2018-05-31T19:00:00",1,2,0]
["2018-05-31T20:00:00",1,2,0]
["2018-05-31T21:00:00",1,2,0]
["2018-05-31T22:00:00",1,2,0]
["2018-05-31T23:00:00",1,2,0]
["2018-06-01",1,2,0]
["2018-06-01T01:00:00",1,2,0]
["2018-06-01T02:00:00",1,2,0]
["2018-06-01T03:00:00",1,2,0]
["2018-06-01T04:00:00",1,2,0]
["2018-06-01T05:00:00",1,2,146.61699999999999]
["2018-06-01T06:00:00",1,2,482.06799999999998]
["2018-06-01T07:00:00",1,2,1467.88]
["2018-06-01T08:00:00",1,2,2819.82]
["2018-06-01T09:00:00",1,2,3701.36]
["2018-06-01T10:00:00",1,2,4698.24]
["2018-06-01T11:00:00",1,2,5007.3500000000004]
["2018-06-01T12:00:00",1,2,4220.53]
["2018-06-01T13:00:00",1,1,4004.88]
["2018-06-01T14:00:00",1,1,4114.04]
["2018-06-01T15:00:00",1,1,2583.1]
["2018-06-01T16:00:00",1,1,1494.03]
["2018-06-01T17:00:00",1,1,622.30499999999995]
["2018-06-01T18:00:00",1,2,149.916]
["2018-06-01T19:00:00",1,2,0]
["2018-06-01T20:00:00",1,2,0]
["2018-06-01T21:00:00",1,2,0]
["2018-06-01T22:00:00",1,2,0]
["2018-06-01T23:00:00",1,2,0]
["2018-06-02",1,2,0]
["2018-06-02T01:00:00",1,2,0]
["2018-06-02T02:00:00",1,2,0]
["2018-06-02T03:00:00",1,2,0]
["2018-06-02T04:00:00",1,2,0]
["2018-06-02T05:00:00",1,2,112.533]
["2018-06-02T06:00:00",1,2,438.31400000000002]
["2018-06-02T07:00:00",1,2,1513.69]
["2018-06-02T08:00:00",1,2,2736.73]
["2018-06-02T09:00:00",1,2,1743.51]
["2018-06-02T10:00:00",1,2,3085.79]
["2018-06-02T11:00:00",1,2,4097.22]
["2018-06-02T12:00:00",1,2,3833.95]
["2018-06-02T13:00:00",1,2,4765.59]
["2018-06-02T14:00:00",1,2,4214.3500000000004]
["2018-06-02T15:00:00",1,2,2871.54]
["2018-06-02T16:00:00",1,2,1815.48]
["2018-06-02T17:00:00",1,2,601.976]
["2018-06-02T18:00:00",1,2,145.24700000000001]
["2018-06-02T19:00:00",1,2,0]
["2018-06-02T20:00:00",1,2,0]
["2018-06-02T21:00:00",1,2,0]
["2018-06-02T22:00:00",1,2,0]
["2018-06-02T23:00:00",1,2,0]
["2018-06-03",1,2,0]
["2018-06-03T01:00:00",1,2,0]
["2018-06-03T02:00:00",1,2,0]
["2018-06-03T03:00:00",1,2,0]
["2018-06-03T04:00:00",1,2,0]
["2018-06-03T05:00:00",1,2,137.32900000000001]
["2018-06-03T06:00:00",1,2,582.54399999999998]
["2018-06-03T07:00:00",1,2,1694.27]
["2018-06-03T08:00:00",1,2,2996.38]
["2018-06-03T09:00:00",1,2,3950.34]
["2018-06-03T10:00:00",1,2,3192.85]
["2018-06-03T11:00:00",1,2,3700.99]
["2018-06-03T12:00:00",1,2,4393.28]
["2018-06-03T13:00:00",1,2,4356.96]
["2018-06-03T14:00:00",1,2,4149.12]
["2018-06-03T15:00:00",1,2,3199.07]
["2018-06-03T16:00:00",1,2,1906.77]
["2018-06-03T17:00:00",1,2,963.06100000000004]
["2018-06-03T18:00:00",1,2,262.56700000000001]
["2018-06-03T19:00:00",1,2,0]
["2018-06-03T20:00:00",1,2,0]
["2018-06-03T21:00:00",1,2,0]
["2018-06-03T22:00:00",1,2,0]
["2018-06-03T23:00:00",1,2,0]
["2018-06-04",1,2,0]
["2018-06-04T01:00:00",1,2,0]
["2018-06-04T02:00:00",1,2,0]
["2018-06-04T03:00:00",1,2,0]
["2018-06-04T04:00:00",1,2,0]
["2018-06-04T05:00:00",1,2,139.50299999999999]
["2018-06-04T06:00:00",1,2,571.56399999999996]
["2018-06-04T07:00:00",1,2,1611.88]
["2018-06-04T08:00:00",1,2,3108.15]
["2018-06-04T09:00:00",1,2,4132.8500000000004]
["2018-06-04T10:00:00",1,2,4523.04]
["2018-06-04T11:00:00",1,2,4896.6899999999996]
["2018-06-04T12:00:00",1,2,3952.97]
["2018-06-04T13:00:00",1,1,4018.98]
["2018-06-04T14:00:00",1,1,4511.1400000000003]
["2018-06-04T15:00:00",1,1,3252.98]
["2018-06-04T16:00:00",1,1,2139.6999999999998]
["2018-06-04T17:00:00",1,1,936.50599999999997]
["2018-06-04T18:00:00",1,2,293.95800000000003]
["2018-06-04T19:00:00",1,2,0]
["2018-06-04T20:00:00",1,2,0]
["2018-06-04T21:00:00",1,2,0]
["2018-06-04T22:00:00",1,2,0]
["2018-06-04T23:00:00",1,2,0]
["2018-06-05",1,2,0]
["2018-06-05T01:00:00",1,2,0]
["2018-06-05T02:00:00",1,2,0]
["2018-06-05T03:00:00",1,2,0]
["2018-06-05T04:00:00",1,2,0]
["2018-06-05T05:00:00",1,2,101.11199999999999]
["2018-06-05T06:00:00",1,2,475.10199999999998]
["2018-06-05T07:00:00",1,2,1770.69]
["2018-06-05T08:00:00",1,2,3148.48]
["2018-06-05T09:00:00",1,2,3694.28]
["2018-06-05T10:00:00",1,2,4775.9799999999996]
["2018-06-05T11:00:00",1,2,4946.91]
["2018-06-05T12:00:00",1,2,4997.5200000000004]
["2018-06-05T13:00:00",1,1,4499.01]
["2018-06-05T14:00:00",1,1,3683.78]
["2018-06-05T15:00:00",1,1,2076.7800000000002]
["2018-06-05T16:00:00",1,1,2229.88]
["2018-06-05T17:00:00",1,1,945.02700000000004]
["2018-06-05T18:00:00",1,2,206.43700000000001]
["2018-06-05T19:00:00",1,2,0]
["2018-06-05T20:00:00",1,2,0]
["2018-06-05T21:00:00",1,2,0]
["2018-06-05T22:00:00",1,2,0]
["2018-06-05T23:00:00",1,2,0]
["2018-06-06",1,2,0]
["2018-06-06T01:00:00",1,2,0]
["2018-06-06T02:00:00",1,2,0]
["2018-06-06T03:00:00",1,2,0]
["2018-06-06T04:00:00",1,2,0]
["2018-06-06T05:00:00",1,2,116.518]
["2018-06-06T06:00:00",1,2,512.18200000000002]
["2018-06-06T07:00:00",1,2,1752.52]
["2018-06-06T08:00:00",1,2,3121.48]
["2018-06-06T09:00:00",1,2,4096.08]
["2018-06-06T10:00:00",1,2,3181.5]
["2018-06-06T11:00:00",1,2,3928.73]
["2018-06-06T12:00:00",1,2,4239.8900000000003]
["2018-06-06T13:00:00",1,1,4482.6000000000004]
["2018-06-06T14:00:00",1,1,3633.03]
["2018-06-06T15:00:00",1,1,2378.2800000000002]
["2018-06-06T16:00:00",1,1,2214.7399999999998]
["2018-06-06T17:00:00",1,1,954.76599999999996]
["2018-06-06T18:00:00",1,2,304.37799999999999]
["2018-06-06T19:00:00",1,2,0]
["2018-06-06T20:00:00",1,2,0]
["2018-06-06T21:00:00",1,2,0]
["2018-06-06T22:00:00",1,2,0]
["2018-06-06T23:00:00",1,2,0]
["2018-06-07",1,2,0]
["2018-06-07T01:00:00",1,2,0]
["2018-06-07T02:00:00",1,2,0]
["2018-06-07T03:00:00",1,2,0]
["2018-06-07T04:00:00",1,2,0]
["2018-06-07T05:00:00",1,2,121.04900000000001]
["2018-06-07T06:00:00",1,2,512.649]
["2018-06-07T07:00:00",1,2,1751.66]
["2018-06-07T08:00:00",1,2,3121.04]
["2018-06-07T09:00:00",1,2,4301.78]
["2018-06-07T10:00:00",1,2,5139.05]
["2018-06-07T11:00:00",1,2,1820.15]
["2018-06-07T12:00:00",1,2,3925.6]
["2018-06-07T13:00:00",1,1,4433.7]
["2018-06-07T14:00:00",1,1,3372.4]
["2018-06-07T15:00:00",1,1,1676.31]
["2018-06-07T16:00:00",1,1,2258.2199999999998]
["2018-06-07T17:00:00",1,1,822.61800000000005]
["2018-06-07T18:00:00",1,2,242.12100000000001]
["2018-06-07T19:00:00",1,2,0]
["2018-06-07T20:00:00",1,2,0]
["2018-06-07T21:00:00",1,2,0]
["2018-06-07T22:00:00",1,2,0]
["2018-06-07T23:00:00",1,2,0]
["2018-06-08",1,2,0]
["2018-06-08T01:00:00",1,2,0]
["2018-06-08T02:00:00",1,2,0]
["2018-06-08T03:00:00",1,2,0]
["2018-06-08T04:00:00",1,2,0]
["2018-06-08T05:00:00",1,2,139.82499999999999]
["2018-06-08T06:00:00",1,2,566.82899999999995]
["2018-06-08T07:00:00",1,2,1669.44]
["2018-06-08T08:00:00",1,2,2967.2]
["2018-06-08T09:00:00",1,2,4005.71]
["2018-06-08T10:00:00",1,2,4720.37]
["2018-06-08T11:00:00",1,2,4857.72]
["2018-06-08T12:00:00",1,2,4915.2]
["2018-06-08T13:00:00",1,1,4964.68]
["2018-06-08T14:00:00",1,1,2630.55]
["2018-06-08T15:00:00",1,1,3222.18]
["2018-06-08T16:00:00",1,1,2058.75]
["2018-06-08T17:00:00",1,1,820.58299999999997]
["2018-06-08T18:00:00",1,2,279.11900000000003]
["2018-06-08T19:00:00",1,2,0]
["2018-06-08T20:00:00",1,2,0]
["2018-06-08T21:00:00",1,2,0]
["2018-06-08T22:00:00",1,2,0]
["2018-06-08T23:00:00",1,2,0]
["2018-06-09",1,2,0]
["2018-06-09T01:00:00",1,2,0]
["2018-06-09T02:00:00",1,2,0]
["2018-06-09T03:00:00",1,2,0]
["2018-06-09T04:00:00",1,2,0]
["2018-06-09T05:00:00",1,2,132.86799999999999]
["2018-06-09T06:00:00",1,2,518.08699999999999]
["2018-06-09T07:00:00",1,2,1689.62]
["2018-06-09T08:00:00",1,2,2982.46]
["2018-06-09T09:00:00",1,2,4072.61]
["2018-06-09T10:00:00",1,2,3769.32]
["2018-06-09T11:00:00",1,2,5111.63]
["2018-06-09T12:00:00",1,2,5206.9399999999996]
["2018-06-09T13:00:00",1,2,4160.0600000000004]
["2018-06-09T14:00:00",1,2,3778.27]
["2018-06-09T15:00:00",1,2,3373.67]
["2018-06-09T16:00:00",1,2,2180.86]
["2018-06-09T17:00:00",1,2,730.07399999999996]
["2018-06-09T18:00:00",1,2,252.47900000000001]
["2018-06-09T19:00:00",1,2,0]
["2018-06-09T20:00:00",1,2,0]
["2018-06-09T21:00:00",1,2,0]
["2018-06-09T22:00:00",1,2,0]
["2018-06-09T23:00:00",1,2,0]
["2018-06-10",1,2,0]
["2018-06-10T01:00:00",1,2,0]
["2018-06-10T02:00:00",1,2,0]
["2018-06-10T03:00:00",1,2,0]
["2018-06-10T04:00:00",1,2,0]
["2018-06-10T05:00:00",1,2,87.495099999999994]
["2018-06-10T06:00:00",1,2,422.565]
["2018-06-10T07:00:00",1,2,1668.28]
["2018-06-10T08:00:00",1,2,2832.66]
["2018-06-10T09:00:00",1,2,3798]
["2018-06-10T10:00:00",1,2,4750.21]
["2018-06-10T11:00:00",1,2,4857.25]
["2018-06-10T12:00:00",1,2,4689.79]
["2018-06-10T13:00:00",1,2,4834.3100000000004]
["2018-06-10T14:00:00",1,2,4205.43]
["2018-06-10T15:00:00",1,2,3343.82]
["2018-06-10T16:00:00",1,2,1789.71]
["2018-06-10T17:00:00",1,2,971.68100000000004]
["2018-06-10T18:00:00",1,2,303.85000000000002]
["2018-06-10T19:00:00",1,2,0]
["2018-06-10T20:00:00",1,2,0]
["2018-06-10T21:00:00",1,2,0]
["2018-06-10T22:00:00",1,2,0]
["2018-06-10T23:00:00",1,2,0]
["2018-06-11",1,2,0]
["2018-06-11T01:00:00",1,2,0]
["2018-06-11T02:00:00",1,2,0]
["2018-06-11T03:00:00",1,2,0]
["2018-06-11T04:00:00",1,2,0]
["2018-06-11T05:00:00",1,2,156.72499999999999]
["2018-06-11T06:00:00",1,2,603.57100000000003]
["2018-06-11T07:00:00",1,2,1119.6600000000001]
["2018-06-11T08:00:00",1,2,2688.1]
["2018-06-11T09:00:00",1,2,2737.18]
["2018-06-11T10:00:00",1,2,4187.45]
["2018-06-11T11:00:00",1,2,4545.0600000000004]
["2018-06-11T12:00:00",1,2,4125.71]
["2018-06-11T13:00:00",1,1,4608.42]
["2018-06-11T14:00:00",1,1,4188.04]
["2018-06-11T15:00:00",1,1,2492.4299999999998]
["2018-06-11T16:00:00",1,1,1293.01]
["2018-06-11T17:00:00",1,1,1228.22]
["2018-06-11T18:00:00",1,2,214.339]
["2018-06-11T19:00:00",1,2,0]
["2018-06-11T20:00:00",1,2,0]
["2018-06-11T21:00:00",1,2,0]
["2018-06-11T22:00:00",1,2,0]
["2018-06-11T23:00:00",1,2,0]
["2018-06-12",1,2,0]
["2018-06-12T01:00:00",1,2,0]
["2018-06-12T02:00:00",1,2,0]
["2018-06-12T03:00:00",1,2,0]
["2018-06-12T04:00:00",1,2,0]
["2018-06-12T05:00:00",1,2,102.983]
["2018-06-12T06:00:00",1,2,422.33300000000003]
["2018-06-12T07:00:00",1,2,924.84500000000003]
["2018-06-12T08:00:00",1,2,1254.77]
["2018-06-12T09:00:00",1,2,1282.49]
["2018-06-12T10:00:00",1,2,1501.55]
["2018-06-12T11:00:00",1,2,1630.18]
["2018-06-12T12:00:00",1,2,1636.1]
["2018-06-12T13:00:00",1,1,3485.56]
["2018-06-12T14:00:00",1,1,2723.43]
["2018-06-12T15:00:00",1,1,2239.65]
["2018-06-12T16:00:00",1,1,1967.77]
["2018-06-12T17:00:00",1,1,960.44200000000001]
["2018-06-12T18:00:00",1,2,342.52600000000001]
["2018-06-12T19:00:00",1,2,0]
["2018-06-12T20:00:00",1,2,0]
["2018-06-12T21:00:00",1,2,0]
["2018-06-12T22:00:00",1,2,0]
["2018-06-12T23:00:00",1,2,0]
["2018-06-13",1,2,0]
["2018-06-13T01:00:00",1,2,0]
["2018-06-13T02:00:00",1,2,0]
["2018-06-13T03:00:00",1,2,0]
["2018-06-13T04:00:00",1,2,0]
["2018-06-13T05:00:00",1,2,173.65199999999999]
["2018-06-13T06:00:00",1,2,525.38800000000003]
["2018-06-13T07:00:00",1,2,1271.6099999999999]
["2018-06-13T08:00:00",1,2,2917.64]
["2018-06-13T09:00:00",1,2,3755.06]
["2018-06-13T10:00:00",1,2,4534.24]
["2018-06-13T11:00:00",1,2,4791.58]
["2018-06-13T12:00:00",1,2,4917.55]
["2018-06-13T13:00:00",1,1,4579.3500000000004]
["2018-06-13T14:00:00",1,1,4170.74]
["2018-06-13T15:00:00",1,1,2055.98]
["2018-06-13T16:00:00",1,1,1707.95]
["2018-06-13T17:00:00",1,1,853.255]
["2018-06-13T18:00:00",1,2,264.37]
["2018-06-13T19:00:00",1,2,0]
["2018-06-13T20:00:00",1,2,0]
["2018-06-13T21:00:00",1,2,0]
["2018-06-13T22:00:00",1,2,0]
["2018-06-13T23:00:00",1,2,0]
["2018-06-14",1,2,0]
["2018-06-14T01:00:00",1,2,0]
["2018-06-14T02:00:00",1,2,0]
["2018-06-14T03:00:00",1,2,0]
["2018-06-14T04:00:00",1,2,0]
["2018-06-14T05:00:00",1,2,38.805799999999998]
["2018-06-14T06:00:00",1,2,219.196]
["2018-06-14T07:00:00",1,2,463.14800000000002]
["2018-06-14T08:00:00",1,2,824.07500000000005]
["2018-06-14T09:00:00",1,2,2728.19]
["2018-06-14T10:00:00",1,2,3490.34]
["2018-06-14T11:00:00",1,2,4361.01]
["2018-06-14T12:00:00",1,2,4380.8100000000004]
["2018-06-14T13:00:00",1,1,2548.92]
["2018-06-14T14:00:00",1,1,3970.13]
["2018-06-14T15:00:00",1,1,3218.22]
["2018-06-14T16:00:00",1,1,1800.97]
["2018-06-14T17:00:00",1,1,833.59500000000003]
["2018-06-14T18:00:00",1,2,234.94800000000001]
["2018-06-14T19:00:00",1,2,0]
["2018-06-14T20:00:00",1,2,0]
["2018-06-14T21:00:00",1,2,0]
["2018-06-14T22:00:00",1,2,0]
["2018-06-14T23:00:00",1,2,0]
["2018-06-15",1,2,0]
["2018-06-15T01:00:00",1,2,0]
["2018-06-15T02:00:00",1,2,0]
["2018-06-15T03:00:00",1,2,0]
["2018-06-15T04:00:00",1,2,0]
["2018-06-15T05:00:00",1,2,56.348799999999997]
["2018-06-15T06:00:00",1,2,271.29500000000002]
["2018-06-15T07:00:00",1,2,1004.69]
["2018-06-15T08:00:00",1,2,2748.15]
["2018-06-15T09:00:00",1,2,3504.52]
["2018-06-15T10:00:00",1,2,4569.95]
["2018-06-15T11:00:00",1,2,4918.97]
["2018-06-15T12:00:00",1,2,4871.18]
["2018-06-15T13:00:00",1,1,4562.8500000000004]
["2018-06-15T14:00:00",1,1,4254.75]
["2018-06-15T15:00:00",1,1,3189.12]
["2018-06-15T16:00:00",1,1,2056.67]
["2018-06-15T17:00:00",1,1,883.89099999999996]
["2018-06-15T18:00:00",1,2,334.40300000000002]
["2018-06-15T19:00:00",1,2,0]
["2018-06-15T20:00:00",1,2,0]
["2018-06-15T21:00:00",1,2,0]
["2018-06-15T22:00:00",1,2,0]
["2018-06-15T23:00:00",1,2,0]
["2018-06-16",1,2,0]
["2018-06-16T01:00:00",1,2,0]
["2018-06-16T02:00:00",1,2,0]
["2018-06-16T03:00:00",1,2,0]
["2018-06-16T04:00:00",1,2,0]
["2018-06-16T05:00:00",1,2,120.88500000000001]
["2018-06-16T06:00:00",1,2,260.97399999999999]
["2018-06-16T07:00:00",1,2,1520.6]
["2018-06-16T08:00:00",1,2,2829.78]
["2018-06-16T09:00:00",1,2,3904.54]
["2018-06-16T10:00:00",1,2,4535.6899999999996]
["2018-06-16T11:00:00",1,2,4431.71]
["2018-06-16T12:00:00",1,2,3960.05]
["2018-06-16T13:00:00",1,2,4284.01]
["2018-06-16T14:00:00",1,2,3685.91]
["2018-06-16T15:00:00",1,2,3426.86]
["2018-06-16T16:00:00",1,2,1982.31]
["2018-06-16T17:00:00",1,2,780.13199999999995]
["2018-06-16T18:00:00",1,2,175.197]
["2018-06-16T19:00:00",1,2,0]
["2018-06-16T20:00:00",1,2,0]
["2018-06-16T21:00:00",1,2,0]
["2018-06-16T22:00:00",1,2,0]
["2018-06-16T23:00:00",1,2,0]
["2018-06-17",1,2,0]
["2018-06-17T01:00:00",1,2,0]
["2018-06-17T02:00:00",1,2,0]
["2018-06-17T03:00:00",1,2,0]
["2018-06-17T04:00:00",1,2,0]
["2018-06-17T05:00:00",1,2,126.949]
["2018-06-17T06:00:00",1,2,443.30200000000002]
["2018-06-17T07:00:00",1,2,1346.5]
["2018-06-17T08:00:00",1,2,2712.82]
["2018-06-17T09:00:00",1,2,3700.68]
["2018-06-17T10:00:00",1,2,4062.37]
["2018-06-17T11:00:00",1,2,4325.62]
["2018-06-17T12:00:00",1,2,4263.72]
["2018-06-17T13:00:00",1,2,3882.62]
["2018-06-17T14:00:00",1,2,3482.35]
["2018-06-17T15:00:00",1,2,3265.94]
["2018-06-17T16:00:00",1,2,1500.63]
["2018-06-17T17:00:00",1,2,680.57100000000003]
["2018-06-17T18:00:00",1,2,246.49199999999999]
["2018-06-17T19:00:00",1,2,0]
["2018-06-17T20:00:00",1,2,0]
["2018-06-17T21:00:00",1,2,0]
["2018-06-17T22:00:00",1,2,0]
["2018-06-17T23:00:00",1,2,0]
["2018-06-18",1,2,0]
["2018-06-18T01:00:00",1,2,0]
["2018-06-18T02:00:00",1,2,0]
["2018-06-18T03:00:00",1,2,0]
["2018-06-18T04:00:00",1,2,0]
["2018-06-18T05:00:00",1,2,163.77199999999999]
["2018-06-18T06:00:00",1,2,629.93799999999999]
["2018-06-18T07:00:00",1,2,957.60699999999997]
["2018-06-18T08:00:00",1,2,2172.0500000000002]
["2018-06-18T09:00:00",1,2,3600.71]
["2018-06-18T10:00:00",1,2,1422.23]
["2018-06-18T11:00:00",1,2,1539.01]
["2018-06-18T12:00:00",1,2,1951.51]
["2018-06-18T13:00:00",1,1,3530.82]
["2018-06-18T14:00:00",1,1,3373.09]
["2018-06-18T15:00:00",1,1,3441.23]
["2018-06-18T16:00:00",1,1,2086.6]
["2018-06-18T17:00:00",1,1,1039.07]
["2018-06-18T18:00:00",1,2,316.08800000000002]
["2018-06-18T19:00:00",1,2,0]
["2018-06-18T20:00:00",1,2,0]
["2018-06-18T21:00:00",1,2,0]
["2018-06-18T22:00:00",1,2,0]
["2018-06-18T23:00:00",1,2,0]
["2018-06-19",1,2,0]
["2018-06-19T01:00:00",1,2,0]
["2018-06-19T02:00:00",1,2,0]
["2018-06-19T03:00:00",1,2,0]
["2018-06-19T04:00:00",1,2,0]
["2018-06-19T05:00:00",1,2,55.745399999999997]
["2018-06-19T06:00:00",1,2,228.655]
["2018-06-19T07:00:00",1,2,410.88]
["2018-06-19T08:00:00",1,2,644.94500000000005]
["2018-06-19T09:00:00",1,2,1014.17]
["2018-06-19T10:00:00",1,2,1184.72]
["2018-06-19T11:00:00",1,2,2576.2399999999998]
["2018-06-19T12:00:00",1,2,4058.74]
["2018-06-19T13:00:00",1,1,3798.2]
["2018-06-19T14:00:00",1,1,1478.94]
["2018-06-19T15:00:00",1,1,2127.5]
["2018-06-19T16:00:00",1,1,644.51300000000003]
["2018-06-19T17:00:00",1,1,459.38400000000001]
["2018-06-19T18:00:00",1,2,237.43799999999999]
["2018-06-19T19:00:00",1,2,0]
["2018-06-19T20:00:00",1,2,0]
["2018-06-19T21:00:00",1,2,0]
["2018-06-19T22:00:00",1,2,0]
["2018-06-19T23:00:00",1,2,0]
["2018-06-20",1,2,0]
["2018-06-20T01:00:00",1,2,0]
["2018-06-20T02:00:00",1,2,0]
["2018-06-20T03:00:00",1,2,0]
["2018-06-20T04:00:00",1,2,0]
["2018-06-20T05:00:00",1,2,50]
["2018-06-20T06:00:00",1,2,193.43]
["2018-06-20T07:00:00",1,2,500.80099999999999]
["2018-06-20T08:00:00",1,2,781.50400000000002]
["2018-06-20T09:00:00",1,2,1221.2]
["2018-06-20T10:00:00",1,2,1435.58]
["2018-06-20T11:00:00",1,2,3647.72]
["2018-06-20T12:00:00",1,2,1548.71]
["2018-06-20T13:00:00",1,1,1474.99]
["2018-06-20T14:00:00",1,1,1343.61]
["2018-06-20T15:00:00",1,1,1085.67]
["2018-06-20T16:00:00",1,1,1129.03]
["2018-06-20T17:00:00",1,1,1040.5999999999999]
["2018-06-20T18:00:00",1,2,387.89299999999997]
["2018-06-20T19:00:00",1,2,4.0198299999999998]
["2018-06-20T20:00:00",1,2,0]
["2018-06-20T21:00:00",1,2,0]
["2018-06-20T22:00:00",1,2,0]
["2018-06-20T23:00:00",1,2,0]
["2018-06-21",1,2,0]
["2018-06-21T01:00:00",1,2,0]
["2018-06-21T02:00:00",1,2,0]
["2018-06-21T03:00:00",1,2,0]
["2018-06-21T04:00:00",1,2,0]
["2018-06-21T05:00:00",1,2,79.843699999999998]
["2018-06-21T06:00:00",1,2,487.72199999999998]
["2018-06-21T07:00:00",1,2,1519.77]
["2018-06-21T08:00:00",1,2,2319.73]
["2018-06-21T09:00:00",1,2,2884.07]
["2018-06-21T10:00:00",1,2,3543]
["2018-06-21T11:00:00",1,2,4755.97]
["2018-06-21T12:00:00",1,2,4651.2]
["2018-06-21T13:00:00",1,1,3152.83]
["2018-06-21T14:00:00",1,1,3076.49]
["2018-06-21T15:00:00",1,1,1117.5899999999999]
["2018-06-21T16:00:00",1,1,1786.65]
["2018-06-21T17:00:00",1,1,959.51499999999999]
["2018-06-21T18:00:00",1,2,348.47899999999998]
["2018-06-21T19:00:00",1,2,0]
["2018-06-21T20:00:00",1,2,0]
["2018-06-21T21:00:00",1,2,0]
["2018-06-21T22:00:00",1,2,0]
["2018-06-21T23:00:00",1,2,0]
["2018-06-22",1,2,0]
["2018-06-22T01:00:00",1,2,0]
["2018-06-22T02:00:00",1,2,0]
["2018-06-22T03:00:00",1,2,0]
["2018-06-22T04:00:00",1,2,0]
["2018-06-22T05:00:00",1,2,43.870399999999997]
["2018-06-22T06:00:00",1,2,192.828]
["2018-06-22T07:00:00",1,2,1644.13]
["2018-06-22T08:00:00",1,2,1973.83]
["2018-06-22T09:00:00",1,2,3828.11]
["2018-06-22T10:00:00",1,2,3771.96]
["2018-06-22T11:00:00",1,2,4829.54]
["2018-06-22T12:00:00",1,2,4610.5]
["2018-06-22T13:00:00",1,1,4166.83]
["2018-06-22T14:00:00",1,1,4679.54]
["2018-06-22T15:00:00",1,1,3109.04]
["2018-06-22T16:00:00",1,1,2161.56]
["2018-06-22T17:00:00",1,1,584.02599999999995]
["2018-06-22T18:00:00",1,2,407.86200000000002]
["2018-06-22T19:00:00",1,2,9.8385899999999999]
["2018-06-22T20:00:00",1,2,0]
["2018-06-22T21:00:00",1,2,0]
["2018-06-22T22:00:00",1,2,0]
["2018-06-22T23:00:00",1,2,0]
["2018-06-23",1,2,0]
["2018-06-23T01:00:00",1,2,0]
["2018-06-23T02:00:00",1,2,0]
["2018-06-23T03:00:00",1,2,0]
["2018-06-23T04:00:00",1,2,0]
["2018-06-23T05:00:00",1,2,44.397500000000001]
["2018-06-23T06:00:00",1,2,182.643]
["2018-06-23T07:00:00",1,2,421.24400000000003]
["2018-06-23T08:00:00",1,2,786.01700000000005]
["2018-06-23T09:00:00",1,2,1214.0999999999999]
["2018-06-23T10:00:00",1,2,2458.0300000000002]
["2018-06-23T11:00:00",1,2,2708.33]
["2018-06-23T12:00:00",1,2,1591.49]
["2018-06-23T13:00:00",1,2,1537.9]
["2018-06-23T14:00:00",1,2,1380.45]
["2018-06-23T15:00:00",1,2,1129.6500000000001]
["2018-06-23T16:00:00",1,2,816.78599999999994]
["2018-06-23T17:00:00",1,2,470.04500000000002]
["2018-06-23T18:00:00",1,2,202.07400000000001]
["2018-06-23T19:00:00",1,2,0]
["2018-06-23T20:00:00",1,2,0]
["2018-06-23T21:00:00",1,2,0]
["2018-06-23T22:00:00",1,2,0]
["2018-06-23T23:00:00",1,2,0]
["2018-06-24",1,2,0]
["2018-06-24T01:00:00",1,2,0]
["2018-06-24T02:00:00",1,2,0]
["2018-06-24T03:00:00",1,2,0]
["2018-06-24T04:00:00",1,2,0]
["2018-06-24T05:00:00",1,2,98.455399999999997]
["2018-06-24T06:00:00",1,2,827.74900000000002]
["2018-06-24T07:00:00",1,2,1670.34]
["2018-06-24T08:00:00",1,2,2444.34]
["2018-06-24T09:00:00",1,2,3379.06]
["2018-06-24T10:00:00",1,2,4534.74]
["2018-06-24T11:00:00",1,2,5026.45]
["2018-06-24T12:00:00",1,2,5172.87]
["2018-06-24T13:00:00",1,2,4931.6099999999997]
["2018-06-24T14:00:00",1,2,4368.33]
["2018-06-24T15:00:00",1,2,2899.89]
["2018-06-24T16:00:00",1,2,2236.0500000000002]
["2018-06-24T17:00:00",1,2,971.13900000000001]
["2018-06-24T18:00:00",1,2,331.35700000000003]
["2018-06-24T19:00:00",1,2,7.48794]
["2018-06-24T20:00:00",1,2,0]
["2018-06-24T21:00:00",1,2,0]
["2018-06-24T22:00:00",1,2,0]
["2018-06-24T23:00:00",1,2,0]
["2018-06-25",1,2,0]
["2018-06-25T01:00:00",1,2,0]
["2018-06-25T02:00:00",1,2,0]
["2018-06-25T03:00:00",1,2,0]
["2018-06-25T04:00:00",1,2,0]
["2018-06-25T05:00:00",1,2,154.92400000000001]
["2018-06-25T06:00:00",1,2,499.54399999999998]
["2018-06-25T07:00:00",1,2,1595.53]
["2018-06-25T08:00:00",1,2,2626.78]
["2018-06-25T09:00:00",1,2,3679.47]
["2018-06-25T10:00:00",1,2,3701.54]
["2018-06-25T11:00:00",1,2,4191.3]
["2018-06-25T12:00:00",1,2,5008.3100000000004]
["2018-06-25T13:00:00",1,1,4593.9399999999996]
["2018-06-25T14:00:00",1,1,4395.93]
["2018-06-25T15:00:00",1,1,3332.48]
["2018-06-25T16:00:00",1,1,2406.4699999999998]
["2018-06-25T17:00:00",1,1,1056.92]
["2018-06-25T18:00:00",1,2,302.97800000000001]
["2018-06-25T19:00:00",1,2,16.591100000000001]
["2018-06-25T20:00:00",1,2,0]
["2018-06-25T21:00:00",1,2,0]
["2018-06-25T22:00:00",1,2,0]
["2018-06-25T23:00:00",1,2,0]
["2018-06-26",1,2,0]
["2018-06-26T01:00:00",1,2,0]
["2018-06-26T02:00:00",1,2,0]
["2018-06-26T03:00:00",1,2,0]
["2018-06-26T04:00:00",1,2,0]
["2018-06-26T05:00:00",1,2,123.523]
["2018-06-26T06:00:00",1,2,507.363]
["2018-06-26T07:00:00",1,2,1519.59]
["2018-06-26T08:00:00",1,2,1964.97]
["2018-06-26T09:00:00",1,2,2698.72]
["2018-06-26T10:00:00",1,2,3242.01]
["2018-06-26T11:00:00",1,2,4769.0200000000004]
["2018-06-26T12:00:00",1,2,4383.28]
["2018-06-26T13:00:00",1,1,4708.7]
["2018-06-26T14:00:00",1,1,3814.42]
["2018-06-26T15:00:00",1,1,2810.52]
["2018-06-26T16:00:00",1,1,1426.7]
["2018-06-26T17:00:00",1,1,921.71699999999998]
["2018-06-26T18:00:00",1,2,324.45400000000001]
["2018-06-26T19:00:00",1,2,3.3728600000000002]
["2018-06-26T20:00:00",1,2,0]
["2018-06-26T21:00:00",1,2,0]
["2018-06-26T22:00:00",1,2,0]
["2018-06-26T23:00:00",1,2,0]
["2018-06-27",1,2,0]
["2018-06-27T01:00:00",1,2,0]
["2018-06-27T02:00:00",1,2,0]
["2018-06-27T03:00:00",1,2,0]
["2018-06-27T04:00:00",1,2,0]
["2018-06-27T05:00:00",1,2,117.57899999999999]
["2018-06-27T06:00:00",1,2,579.08399999999995]
["2018-06-27T07:00:00",1,2,1554.7]
["2018-06-27T08:00:00",1,2,2832.72]
["2018-06-27T09:00:00",1,2,3529.78]
["2018-06-27T10:00:00",1,2,4347.03]
["2018-06-27T11:00:00",1,2,4441.32]
["2018-06-27T12:00:00",1,2,4793.6000000000004]
["2018-06-27T13:00:00",1,1,4731.47]
["2018-06-27T14:00:00",1,1,4219.41]
["2018-06-27T15:00:00",1,1,3106.73]
["2018-06-27T16:00:00",1,1,2079.66]
["2018-06-27T17:00:00",1,1,1176.1300000000001]
["2018-06-27T18:00:00",1,2,334.57]
["2018-06-27T19:00:00",1,2,9.12087]
["2018-06-27T20:00:00",1,2,0]
["2018-06-27T21:00:00",1,2,0]
["2018-06-27T22:00:00",1,2,0]
["2018-06-27T23:00:00",1,2,0]
["2018-06-28",1,2,0]
["2018-06-28T01:00:00",1,2,0]
["2018-06-28T02:00:00",1,2,0]
["2018-06-28T03:00:00",1,2,0]
["2018-06-28T04:00:00",1,2,0]
["2018-06-28T05:00:00",1,2,79.853800000000007]
["2018-06-28T06:00:00",1,2,380.834]
["2018-06-28T07:00:00",1,2,1460.66]
["2018-06-28T08:00:00",1,2,2966.73]
["2018-06-28T09:00:00",1,2,3517.39]
["2018-06-28T10:00:00",1,2,4088.95]
["2018-06-28T11:00:00",1,2,4437.0200000000004]
["2018-06-28T12:00:00",1,2,5209.2700000000004]
["2018-06-28T13:00:00",1,1,4534.03]
["2018-06-28T14:00:00",1,1,4004.73]
["2018-06-28T15:00:00",1,1,3357.72]
["2018-06-28T16:00:00",1,1,2268.0500000000002]
["2018-06-28T17:00:00",1,1,1040.4000000000001]
["2018-06-28T18:00:00",1,2,224.13800000000001]
["2018-06-28T19:00:00",1,2,0]
["2018-06-28T20:00:00",1,2,0]
["2018-06-28T21:00:00",1,2,0]
["2018-06-28T22:00:00",1,2,0]
["2018-06-28T23:00:00",1,2,0]
["2018-06-29",1,2,0]
["2018-06-29T01:00:00",1,2,0]
["2018-06-29T02:00:00",1,2,0]
["2018-06-29T03:00:00",1,2,0]
["2018-06-29T04:00:00",1,2,0]
["2018-06-29T05:00:00",1,2,120.146]
["2018-06-29T06:00:00",1,2,520.92999999999995]
["2018-06-29T07:00:00",1,2,1500.39]
["2018-06-29T08:00:00",1,2,2713.1]
["2018-06-29T09:00:00",1,2,3760.59]
["2018-06-29T10:00:00",1,2,4267.7299999999996]
["2018-06-29T11:00:00",1,2,4631.1000000000004]
["2018-06-29T12:00:00",1,2,4773.2299999999996]
["2018-06-29T13:00:00",1,1,4745.57]
["2018-06-29T14:00:00",1,1,3720.88]
["2018-06-29T15:00:00",1,1,3334.06]
["2018-06-29T16:00:00",1,1,2134.37]
["2018-06-29T17:00:00",1,1,929.09500000000003]
["2018-06-29T18:00:00",1,2,327.58800000000002]
["2018-06-29T19:00:00",1,2,7.9732099999999999]
["2018-06-29T20:00:00",1,2,0]
["2018-06-29T21:00:00",1,2,0]
["2018-06-29T22:00:00",1,2,0]
["2018-06-29T23:00:00",1,2,0]
["2018-06-30",1,2,0]
["2018-06-30T01:00:00",1,2,0]
["2018-06-30T02:00:00",1,2,0]
["2018-06-30T03:00:00",1,2,0]
["2018-06-30T04:00:00",1,2,0]
["2018-06-30T05:00:00",1,2,99.866699999999994]
["2018-06-30T06:00:00",1,2,535.91600000000005]
["2018-06-30T07:00:00",1,2,1482.42]
["2018-06-30T08:00:00",1,2,1482.8]
["2018-06-30T09:00:00",1,2,1284.9000000000001]
["2018-06-30T10:00:00",1,2,3848.32]
["2018-06-30T11:00:00",1,2,4722.28]
["2018-06-30T12:00:00",1,2,3657.9]
["2018-06-30T13:00:00",1,2,4641.43]
["2018-06-30T14:00:00",1,2,4076.13]
["2018-06-30T15:00:00",1,2,2835.08]
["2018-06-30T16:00:00",1,2,2259.08]
["2018-06-30T17:00:00",1,2,1015.98]
["2018-06-30T18:00:00",1,2,290.58999999999997]
["2018-06-30T19:00:00",1,2,8.5497999999999994]
["2018-06-30T20:00:00",1,2,0]
["2018-06-30T21:00:00",1,2,0]
["2018-06-30T22:00:00",1,2,0]
["2018-06-30T23:00:00",1,2,0]
["2018-07-01",1,2,0]
["2018-07-01T01:00:00",1,2,0]
["2018-07-01T02:00:00",1,2,0]
["2018-07-01T03:00:00",1,2,0]
["2018-07-01T04:00:00",1,2,0]
["2018-07-01T05:00:00",1,2,0]
["2018-07-01T06:00:00",1,2,569.74300000000005]
["2018-07-01T07:00:00",1,2,1544.79]
["2018-07-01T08:00:00",1,2,2709.56]
["2018-07-01T09:00:00",1,2,3757.57]
["2018-07-01T10:00:00",1,2,4402.49]
["2018-07-01T11:00:00",1,2,4575.8100000000004]
["2018-07-01T12:00:00",1,2,4062.97]
["2018-07-01T13:00:00",1,2,4238.04]
["2018-07-01T14:00:00",1,2,3355.76]
["2018-07-01T15:00:00",1,2,3091.94]
["2018-07-01T16:00:00",1,2,800.73]
["2018-07-01T17:00:00",1,2,1049.3599999999999]
["2018-07-01T18:00:00",1,2,282.33100000000002]
["2018-07-01T19:00:00",1,2,0]
["2018-07-01T20:00:00",1,2,0]
["2018-07-01T21:00:00",1,2,0]
["2018-07-01T22:00:00",1,2,0]
["2018-07-01T23:00:00",1,2,0]
["2018-07-02",1,2,0]
["2018-07-02T01:00:00",1,2,0]
["2018-07-02T02:00:00",1,2,0]
["2018-07-02T03:00:00",1,2,0]
["2018-07-02T04:00:00",1,2,0]
["2018-07-02T05:00:00",1,2,0]
["2018-07-02T06:00:00",1,2,604.19100000000003]
["2018-07-02T07:00:00",1,2,1510.29]
["2018-07-02T08:00:00",1,2,2668.51]
["2018-07-02T09:00:00",1,2,3780.64]
["2018-07-02T10:00:00",1,2,4308.1899999999996]
["2018-07-02T11:00:00",1,2,4830.76]
["2018-07-02T12:00:00",1,2,4729.4399999999996]
["2018-07-02T13:00:00",1,1,4301.2700000000004]
["2018-07-02T14:00:00",1,1,3817.55]
["2018-07-02T15:00:00",1,1,3215.35]
["2018-07-02T16:00:00",1,1,2105.5300000000002]
["2018-07-02T17:00:00",1,1,1009.12]
["2018-07-02T18:00:00",1,2,282.49900000000002]
["2018-07-02T19:00:00",1,2,0]
["2018-07-02T20:00:00",1,2,0]
["2018-07-02T21:00:00",1,2,0]
["2018-07-02T22:00:00",1,2,0]
["2018-07-02T23:00:00",1,2,0]
["2018-07-03",1,2,0]
["2018-07-03T01:00:00",1,2,0]
["2018-07-03T02:00:00",1,2,0]
["2018-07-03T03:00:00",1,2,0]
["2018-07-03T04:00:00",1,2,0]
["2018-07-03T05:00:00",1,2,0]
["2018-07-03T06:00:00",1,2,630.11500000000001]
["2018-07-03T07:00:00",1,2,1462.55]
["2018-07-03T08:00:00",1,2,1952.86]
["2018-07-03T09:00:00",1,2,3640.26]
["2018-07-03T10:00:00",1,2,4128.8]
["2018-07-03T11:00:00",1,2,4721.37]
["2018-07-03T12:00:00",1,2,4792.29]
["2018-07-03T13:00:00",1,1,4363.75]
["2018-07-03T14:00:00",1,1,3727.19]
["2018-07-03T15:00:00",1,1,2836.74]
["2018-07-03T16:00:00",1,1,1837.07]
["2018-07-03T17:00:00",1,1,984.93899999999996]
["2018-07-03T18:00:00",1,2,243.45699999999999]
["2018-07-03T19:00:00",1,2,0]
["2018-07-03T20:00:00",1,2,0]
["2018-07-03T21:00:00",1,2,0]
["2018-07-03T22:00:00",1,2,0]
["2018-07-03T23:00:00",1,2,0]
["2018-07-04",1,2,0]
["2018-07-04T01:00:00",1,2,0]
["2018-07-04T02:00:00",1,2,0]
["2018-07-04T03:00:00",1,2,0]
["2018-07-04T04:00:00",1,2,0]
["2018-07-04T05:00:00",1,2,0]
["2018-07-04T06:00:00",1,2,569.98099999999999]
["2018-07-04T07:00:00",1,2,1501.91]
["2018-07-04T08:00:00",1,2,1856.06]
["2018-07-04T09:00:00",1,2,3415.31]
["2018-07-04T10:00:00",1,2,3613.4]
["2018-07-04T11:00:00",1,2,4222.9399999999996]
["2018-07-04T12:00:00",1,2,4440.8599999999997]
["2018-07-04T13:00:00",1,1,3549.06]
["2018-07-04T14:00:00",1,1,3393.5]
["2018-07-04T15:00:00",1,1,1868.2]
["2018-07-04T16:00:00",1,1,1697.87]
["2018-07-04T17:00:00",1,1,963.78800000000001]
["2018-07-04T18:00:00",1,2,278.53100000000001]
["2018-07-04T19:00:00",1,2,0]
["2018-07-04T20:00:00",1,2,0]
["2018-07-04T21:00:00",1,2,0]
["2018-07-04T22:00:00",1,2,0]
["2018-07-04T23:00:00",1,2,0]
["2018-07-05",1,2,0]
["2018-07-05T01:00:00",1,2,0]
["2018-07-05T02:00:00",1,2,0]
["2018-07-05T03:00:00",1,2,0]
["2018-07-05T04:00:00",1,2,0]
["2018-07-05T05:00:00",1,2,0]
["2018-07-05T06:00:00",1,2,573.79700000000003]
["2018-07-05T07:00:00",1,2,1627.47]
["2018-07-05T08:00:00",1,2,2802.45]
["2018-07-05T09:00:00",1,2,3905.69]
["2018-07-05T10:00:00",1,2,4574.5]
["2018-07-05T11:00:00",1,2,4870.97]
["2018-07-05T12:00:00",1,2,4955.2]
["2018-07-05T13:00:00",1,1,4743.38]
["2018-07-05T14:00:00",1,1,4194.1099999999997]
["2018-07-05T15:00:00",1,1,3449.16]
["2018-07-05T16:00:00",1,1,2302.02]
["2018-07-05T17:00:00",1,1,1090.3599999999999]
["2018-07-05T18:00:00",1,2,229.309]
["2018-07-05T19:00:00",1,2,0]
["2018-07-05T20:00:00",1,2,0]
["2018-07-05T21:00:00",1,2,0]
["2018-07-05T22:00:00",1,2,0]
["2018-07-05T23:00:00",1,2,0]
["2018-07-06",1,2,0]
["2018-07-06T01:00:00",1,2,0]
["2018-07-06T02:00:00",1,2,0]
["2018-07-06T03:00:00",1,2,0]
["2018-07-06T04:00:00",1,2,0]
["2018-07-06T05:00:00",1,2,0]
["2018-07-06T06:00:00",1,2,579.02]
["2018-07-06T07:00:00",1,2,1609.3]
["2018-07-06T08:00:00",1,2,2788.5]
["2018-07-06T09:00:00",1,2,3819.96]
["2018-07-06T10:00:00",1,2,4431.99]
["2018-07-06T11:00:00",1,2,5054.59]
["2018-07-06T12:00:00",1,2,4960.08]
["2018-07-06T13:00:00",1,1,4657.47]
["2018-07-06T14:00:00",1,1,4012.58]
["2018-07-06T15:00:00",1,1,3298.64]
["2018-07-06T16:00:00",1,1,2165.14]
["2018-07-06T17:00:00",1,1,1059.6400000000001]
["2018-07-06T18:00:00",1,2,260.90199999999999]
["2018-07-06T19:00:00",1,2,0]
["2018-07-06T20:00:00",1,2,0]
["2018-07-06T21:00:00",1,2,0]
["2018-07-06T22:00:00",1,2,0]
["2018-07-06T23:00:00",1,2,0]
["2018-07-07",1,2,0]
["2018-07-07T01:00:00",1,2,0]
["2018-07-07T02:00:00",1,2,0]
["2018-07-07T03:00:00",1,2,0]
["2018-07-07T04:00:00",1,2,0]
["2018-07-07T05:00:00",1,2,0]
["2018-07-07T06:00:00",1,2,563.96500000000003]
["2018-07-07T07:00:00",1,2,1501.55]
["2018-07-07T08:00:00",1,2,2608.46]
["2018-07-07T09:00:00",1,2,3630.43]
["2018-07-07T10:00:00",1,2,4206.2700000000004]
["2018-07-07T11:00:00",1,2,4883.45]
["2018-07-07T12:00:00",1,2,4798.41]
["2018-07-07T13:00:00",1,2,4719.6000000000004]
["2018-07-07T14:00:00",1,2,3842.96]
["2018-07-07T15:00:00",1,2,3247.31]
["2018-07-07T16:00:00",1,2,2123.44]
["2018-07-07T17:00:00",1,2,998.09100000000001]
["2018-07-07T18:00:00",1,2,245.04400000000001]
["2018-07-07T19:00:00",1,2,0]
["2018-07-07T20:00:00",1,2,0]
["2018-07-07T21:00:00",1,2,0]
["2018-07-07T22:00:00",1,2,0]
["2018-07-07T23:00:00",1,2,0]
["2018-07-08",1,2,0]
["2018-07-08T01:00:00",1,2,0]
["2018-07-08T02:00:00",1,2,0]
["2018-07-08T03:00:00",1,2,0]
["2018-07-08T04:00:00",1,2,0]
["2018-07-08T05:00:00",1,2,0]
["2018-07-08T06:00:00",1,2,561.21]
["2018-07-08T07:00:00",1,2,939.39300000000003]
["2018-07-08T08:00:00",1,2,2343.8200000000002]
["2018-07-08T09:00:00",1,2,3396.93]
["2018-07-08T10:00:00",1,2,2739.28]
["2018-07-08T11:00:00",1,2,1923.55]
["2018-07-08T12:00:00",1,2,1477.71]
["2018-07-08T13:00:00",1,2,4483]
["2018-07-08T14:00:00",1,2,3462.35]
["2018-07-08T15:00:00",1,2,2109.54]
["2018-07-08T16:00:00",1,2,638.70299999999997]
["2018-07-08T17:00:00",1,2,223.89699999999999]
["2018-07-08T18:00:00",1,2,227.24600000000001]
["2018-07-08T19:00:00",1,2,0]
["2018-07-08T20:00:00",1,2,0]
["2018-07-08T21:00:00",1,2,0]
["2018-07-08T22:00:00",1,2,0]
["2018-07-08T23:00:00",1,2,0]
["2018-07-09",1,2,0]
["2018-07-09T01:00:00",1,2,0]
["2018-07-09T02:00:00",1,2,0]
["2018-07-09T03:00:00",1,2,0]
["2018-07-09T04:00:00",1,2,0]
["2018-07-09T05:00:00",1,2,0]
["2018-07-09T06:00:00",1,2,559.67899999999997]
["2018-07-09T07:00:00",1,2,1482.34]
["2018-07-09T08:00:00",1,2,2293.35]
["2018-07-09T09:00:00",1,2,3533.62]
["2018-07-09T10:00:00",1,2,4179.21]
["2018-07-09T11:00:00",1,2,4169.99]
["2018-07-09T12:00:00",1,2,4583.8]
["2018-07-09T13:00:00",1,1,3680.24]
["2018-07-09T14:00:00",1,1,1325.5]
["2018-07-09T15:00:00",1,1,1111.1099999999999]
["2018-07-09T16:00:00",1,1,1729.18]
["2018-07-09T17:00:00",1,1,1066.19]
["2018-07-09T18:00:00",1,2,278.52699999999999]
["2018-07-09T19:00:00",1,2,0]
["2018-07-09T20:00:00",1,2,0]
["2018-07-09T21:00:00",1,2,0]
["2018-07-09T22:00:00",1,2,0]
["2018-07-09T23:00:00",1,2,0]
["2018-07-10",1,2,0]
["2018-07-10T01:00:00",1,2,0]
["2018-07-10T02:00:00",1,2,0]
["2018-07-10T03:00:00",1,2,0]
["2018-07-10T04:00:00",1,2,0]
["2018-07-10T05:00:00",1,2,0]
["2018-07-10T06:00:00",1,2,423.63299999999998]
["2018-07-10T07:00:00",1,2,983.73599999999999]
["2018-07-10T08:00:00",1,2,1739.39]
["2018-07-10T09:00:00",1,2,3051.59]
["2018-07-10T10:00:00",1,2,3620.87]
["2018-07-10T11:00:00",1,2,4678.18]
["2018-07-10T12:00:00",1,2,4214.12]
["2018-07-10T13:00:00",1,1,4496.8599999999997]
["2018-07-10T14:00:00",1,1,3943.68]
["2018-07-10T15:00:00",1,1,3103.71]
["2018-07-10T16:00:00",1,1,2084.66]
["2018-07-10T17:00:00",1,1,1010.82]
["2018-07-10T18:00:00",1,2,271.45999999999998]
["2018-07-10T19:00:00",1,2,0]
["2018-07-10T20:00:00",1,2,0]
["2018-07-10T21:00:00",1,2,0]
["2018-07-10T22:00:00",1,2,0]
["2018-07-10T23:00:00",1,2,0]
["2018-07-11",1,2,0]
["2018-07-11T01:00:00",1,2,0]
["2018-07-11T02:00:00",1,2,0]
["2018-07-11T03:00:00",1,2,0]
["2018-07-11T04:00:00",1,2,0]
["2018-07-11T05:00:00",1,2,0]
["2018-07-11T06:00:00",1,2,567.83799999999997]
["2018-07-11T07:00:00",1,2,1466.47]
["2018-07-11T08:00:00",1,2,1628.28]
["2018-07-11T09:00:00",1,2,3150.41]
["2018-07-11T10:00:00",1,2,3198.44]
["2018-07-11T11:00:00",1,2,4639.5]
["2018-07-11T12:00:00",1,2,4498.82]
["2018-07-11T13:00:00",1,1,4739.1499999999996]
["2018-07-11T14:00:00",1,1,4040.21]
["2018-07-11T15:00:00",1,1,3196.83]
["2018-07-11T16:00:00",1,1,2031.67]
["2018-07-11T17:00:00",1,1,1047.2]
["2018-07-11T18:00:00",1,2,283.72300000000001]
["2018-07-11T19:00:00",1,2,0]
["2018-07-11T20:00:00",1,2,0]
["2018-07-11T21:00:00",1,2,0]
["2018-07-11T22:00:00",1,2,0]
["2018-07-11T23:00:00",1,2,0]
["2018-07-12",1,2,0]
["2018-07-12T01:00:00",1,2,0]
["2018-07-12T02:00:00",1,2,0]
["2018-07-12T03:00:00",1,2,0]
["2018-07-12T04:00:00",1,2,0]
["2018-07-12T05:00:00",1,2,0]
["2018-07-12T06:00:00",1,2,609.18499999999995]
["2018-07-12T07:00:00",1,2,1355.13]
["2018-07-12T08:00:00",1,2,2322.17]
["2018-07-12T09:00:00",1,2,3540.43]
["2018-07-12T10:00:00",1,2,2710.61]
["2018-07-12T11:00:00",1,2,1925.76]
["2018-07-12T12:00:00",1,2,3222]
["2018-07-12T13:00:00",1,1,3034.71]
["2018-07-12T14:00:00",1,1,3524.97]
["2018-07-12T15:00:00",1,1,2729.82]
["2018-07-12T16:00:00",1,1,1634.6]
["2018-07-12T17:00:00",1,1,815.82600000000002]
["2018-07-12T18:00:00",1,2,313.32499999999999]
["2018-07-12T19:00:00",1,2,0]
["2018-07-12T20:00:00",1,2,0]
["2018-07-12T21:00:00",1,2,0]
["2018-07-12T22:00:00",1,2,0]
["2018-07-12T23:00:00",1,2,0]
["2018-07-13",1,2,0]
["2018-07-13T01:00:00",1,2,0]
["2018-07-13T02:00:00",1,2,0]
["2018-07-13T03:00:00",1,2,0]
["2018-07-13T04:00:00",1,2,0]
["2018-07-13T05:00:00",1,2,0]
["2018-07-13T06:00:00",1,2,557.596]
["2018-07-13T07:00:00",1,2,1422.41]
["2018-07-13T08:00:00",1,2,2391.58]
["2018-07-13T09:00:00",1,2,2807.19]
["2018-07-13T10:00:00",1,2,3205.9]
["2018-07-13T11:00:00",1,2,3568.88]
["2018-07-13T12:00:00",1,2,3487.35]
["2018-07-13T13:00:00",1,1,4029.33]
["2018-07-13T14:00:00",1,1,4149.0200000000004]
["2018-07-13T15:00:00",1,1,3246.67]
["2018-07-13T16:00:00",1,1,2144.0500000000002]
["2018-07-13T17:00:00",1,1,1028.69]
["2018-07-13T18:00:00",1,2,279.20999999999998]
["2018-07-13T19:00:00",1,2,0]
["2018-07-13T20:00:00",1,2,0]
["2018-07-13T21:00:00",1,2,0]
["2018-07-13T22:00:00",1,2,0]
["2018-07-13T23:00:00",1,2,0]
["2018-07-14",1,2,0]
["2018-07-14T01:00:00",1,2,0]
["2018-07-14T02:00:00",1,2,0]
["2018-07-14T03:00:00",1,2,0]
["2018-07-14T04:00:00",1,2,0]
["2018-07-14T05:00:00",1,2,0]
["2018-07-14T06:00:00",1,2,562.56899999999996]
["2018-07-14T07:00:00",1,2,1486.83]
["2018-07-14T08:00:00",1,2,2636.31]
["2018-07-14T09:00:00",1,2,3529.71]
["2018-07-14T10:00:00",1,2,4377.3599999999997]
["2018-07-14T11:00:00",1,2,4883.5]
["2018-07-14T12:00:00",1,2,5027.41]
["2018-07-14T13:00:00",1,2,4805.33]
["2018-07-14T14:00:00",1,2,4198.82]
["2018-07-14T15:00:00",1,2,3341.8]
["2018-07-14T16:00:00",1,2,2139.4899999999998]
["2018-07-14T17:00:00",1,2,1041.3399999999999]
["2018-07-14T18:00:00",1,2,293.17700000000002]
["2018-07-14T19:00:00",1,2,0]
["2018-07-14T20:00:00",1,2,0]
["2018-07-14T21:00:00",1,2,0]
["2018-07-14T22:00:00",1,2,0]
["2018-07-14T23:00:00",1,2,0]
["2018-07-15",1,2,0]
["2018-07-15T01:00:00",1,2,0]
["2018-07-15T02:00:00",1,2,0]
["2018-07-15T03:00:00",1,2,0]
["2018-07-15T04:00:00",1,2,0]
["2018-07-15T05:00:00",1,2,0]
["2018-07-15T06:00:00",1,2,531.44600000000003]
["2018-07-15T07:00:00",1,2,1500.09]
["2018-07-15T08:00:00",1,2,2626.11]
["2018-07-15T09:00:00",1,2,3627.84]
["2018-07-15T10:00:00",1,2,4279.84]
["2018-07-15T11:00:00",1,2,4534.88]
["2018-07-15T12:00:00",1,2,4528.08]
["2018-07-15T13:00:00",1,2,4329.97]
["2018-07-15T14:00:00",1,2,3807.93]
["2018-07-15T15:00:00",1,2,2525.2600000000002]
["2018-07-15T16:00:00",1,2,958.89400000000001]
["2018-07-15T17:00:00",1,2,851.58100000000002]
["2018-07-15T18:00:00",1,2,152.34200000000001]
["2018-07-15T19:00:00",1,2,0]
["2018-07-15T20:00:00",1,2,0]
["2018-07-15T21:00:00",1,2,0]
["2018-07-15T22:00:00",1,2,0]
["2018-07-15T23:00:00",1,2,0]
["2018-07-16",1,2,0]
["2018-07-16T01:00:00",1,2,0]
["2018-07-16T02:00:00",1,2,0]
["2018-07-16T03:00:00",1,2,0]
["2018-07-16T04:00:00",1,2,0]
["2018-07-16T05:00:00",1,2,0]
["2018-07-16T06:00:00",1,2,533.67700000000002]
["2018-07-16T07:00:00",1,2,1177.74]
["2018-07-16T08:00:00",1,2,2229.42]
["2018-07-16T09:00:00",1,2,2370.4]
["2018-07-16T10:00:00",1,2,1966.81]
["2018-07-16T11:00:00",1,2,2203.0100000000002]
["2018-07-16T12:00:00",1,2,3065.54]
["2018-07-16T13:00:00",1,1,4365.6000000000004]
["2018-07-16T14:00:00",1,1,2889.65]
["2018-07-16T15:00:00",1,1,2556.5300000000002]
["2018-07-16T16:00:00",1,1,413.01499999999999]
["2018-07-16T17:00:00",1,1,253.16300000000001]
["2018-07-16T18:00:00",1,2,82.470399999999998]
["2018-07-16T19:00:00",1,2,0]
["2018-07-16T20:00:00",1,2,0]
["2018-07-16T21:00:00",1,2,0]
["2018-07-16T22:00:00",1,2,0]
["2018-07-16T23:00:00",1,2,0]
["2018-07-17",1,2,0]
["2018-07-17T01:00:00",1,2,0]
["2018-07-17T02:00:00",1,2,0]
["2018-07-17T03:00:00",1,2,0]
["2018-07-17T04:00:00",1,2,0]
["2018-07-17T05:00:00",1,2,0]
["2018-07-17T06:00:00",1,2,256.71100000000001]
["2018-07-17T07:00:00",1,2,1208.47]
["2018-07-17T08:00:00",1,2,2026.64]
["2018-07-17T09:00:00",1,2,1964.82]
["2018-07-17T10:00:00",1,2,1297.43]
["2018-07-17T11:00:00",1,2,1617.16]
["2018-07-17T12:00:00",1,2,1061.0899999999999]
["2018-07-17T13:00:00",1,1,2537.5300000000002]
["2018-07-17T14:00:00",1,1,4189.99]
["2018-07-17T15:00:00",1,1,3207.2]
["2018-07-17T16:00:00",1,1,1406.19]
["2018-07-17T17:00:00",1,1,529.81500000000005]
["2018-07-17T18:00:00",1,2,127.033]
["2018-07-17T19:00:00",1,2,0]
["2018-07-17T20:00:00",1,2,0]
["2018-07-17T21:00:00",1,2,0]
["2018-07-17T22:00:00",1,2,0]
["2018-07-17T23:00:00",1,2,0]
["2018-07-18",1,2,0]
["2018-07-18T01:00:00",1,2,0]
["2018-07-18T02:00:00",1,2,0]
["2018-07-18T03:00:00",1,2,0]
["2018-07-18T04:00:00",1,2,0]
["2018-07-18T05:00:00",1,2,0]
["2018-07-18T06:00:00",1,2,578.31399999999996]
["2018-07-18T07:00:00",1,2,1463.68]
["2018-07-18T08:00:00",1,2,2567.13]
["2018-07-18T09:00:00",1,2,3703.91]
["2018-07-18T10:00:00",1,2,4436.53]
["2018-07-18T11:00:00",1,2,4538.49]
["2018-07-18T12:00:00",1,2,4897.82]
["2018-07-18T13:00:00",1,1,4404.01]
["2018-07-18T14:00:00",1,1,3851.47]
["2018-07-18T15:00:00",1,1,3000.49]
["2018-07-18T16:00:00",1,1,1953.57]
["2018-07-18T17:00:00",1,1,1022.91]
["2018-07-18T18:00:00",1,2,244.24799999999999]
["2018-07-18T19:00:00",1,2,0]
["2018-07-18T20:00:00",1,2,0]
["2018-07-18T21:00:00",1,2,0]
["2018-07-18T22:00:00",1,2,0]
["2018-07-18T23:00:00",1,2,0]
["2018-07-19",1,2,0]
["2018-07-19T01:00:00",1,2,0]
["2018-07-19T02:00:00",1,2,0]
["2018-07-19T03:00:00",1,2,0]
["2018-07-19T04:00:00",1,2,0]
["2018-07-19T05:00:00",1,2,0]
["2018-07-19T06:00:00",1,2,535.98400000000004]
["2018-07-19T07:00:00",1,2,1390.97]
["2018-07-19T08:00:00",1,2,2531.69]
["2018-07-19T09:00:00",1,2,3599.9]
["2018-07-19T10:00:00",1,2,4409.43]
["2018-07-19T11:00:00",1,2,4498.92]
["2018-07-19T12:00:00",1,2,3981.76]
["2018-07-19T13:00:00",1,1,4695.51]
["2018-07-19T14:00:00",1,1,4181.42]
["2018-07-19T15:00:00",1,1,3299.49]
["2018-07-19T16:00:00",1,1,2088.9899999999998]
["2018-07-19T17:00:00",1,1,889.52700000000004]
["2018-07-19T18:00:00",1,2,294.78100000000001]
["2018-07-19T19:00:00",1,2,0]
["2018-07-19T20:00:00",1,2,0]
["2018-07-19T21:00:00",1,2,0]
["2018-07-19T22:00:00",1,2,0]
["2018-07-19T23:00:00",1,2,0]
["2018-07-20",1,2,0]
["2018-07-20T01:00:00",1,2,0]
["2018-07-20T02:00:00",1,2,0]
["2018-07-20T03:00:00",1,2,0]
["2018-07-20T04:00:00",1,2,0]
["2018-07-20T05:00:00",1,2,0]
["2018-07-20T06:00:00",1,2,509.83199999999999]
["2018-07-20T07:00:00",1,2,1441.43]
["2018-07-20T08:00:00",1,2,2605.5500000000002]
["2018-07-20T09:00:00",1,2,3728.21]
["2018-07-20T10:00:00",1,2,4465.29]
["2018-07-20T11:00:00",1,2,3686.58]
["2018-07-20T12:00:00",1,2,4949.68]
["2018-07-20T13:00:00",1,1,4766.76]
["2018-07-20T14:00:00",1,1,4246.3]
["2018-07-20T15:00:00",1,1,3084.14]
["2018-07-20T16:00:00",1,1,2095.6799999999998]
["2018-07-20T17:00:00",1,1,960.08100000000002]
["2018-07-20T18:00:00",1,2,250.61099999999999]
["2018-07-20T19:00:00",1,2,0]
["2018-07-20T20:00:00",1,2,0]
["2018-07-20T21:00:00",1,2,0]
["2018-07-20T22:00:00",1,2,0]
["2018-07-20T23:00:00",1,2,0]
["2018-07-21",1,2,0]
["2018-07-21T01:00:00",1,2,0]
["2018-07-21T02:00:00",1,2,0]
["2018-07-21T03:00:00",1,2,0]
["2018-07-21T04:00:00",1,2,0]
["2018-07-21T05:00:00",1,2,0]
["2018-07-21T06:00:00",1,2,547.11599999999999]
["2018-07-21T07:00:00",1,2,1347.04]
["2018-07-21T08:00:00",1,2,2626.58]
["2018-07-21T09:00:00",1,2,3708.25]
["2018-07-21T10:00:00",1,2,4451.1499999999996]
["2018-07-21T11:00:00",1,2,4919.5]
["2018-07-21T12:00:00",1,2,4988.07]
["2018-07-21T13:00:00",1,2,4733.6099999999997]
["2018-07-21T14:00:00",1,2,4243.12]
["2018-07-21T15:00:00",1,2,3340.1]
["2018-07-21T16:00:00",1,2,2159.98]
["2018-07-21T17:00:00",1,2,996.40200000000004]
["2018-07-21T18:00:00",1,2,249.62700000000001]
["2018-07-21T19:00:00",1,2,0]
["2018-07-21T20:00:00",1,2,0]
["2018-07-21T21:00:00",1,2,0]
["2018-07-21T22:00:00",1,2,0]
["2018-07-21T23:00:00",1,2,0]
["2018-07-22",1,2,0]
["2018-07-22T01:00:00",1,2,0]
["2018-07-22T02:00:00",1,2,0]
["2018-07-22T03:00:00",1,2,0]
["2018-07-22T04:00:00",1,2,0]
["2018-07-22T05:00:00",1,2,0]
["2018-07-22T06:00:00",1,2,499.166]
["2018-07-22T07:00:00",1,2,1440.44]
["2018-07-22T08:00:00",1,2,2595.98]
["2018-07-22T09:00:00",1,2,3629.39]
["2018-07-22T10:00:00",1,2,4336.12]
["2018-07-22T11:00:00",1,2,4892.78]
["2018-07-22T12:00:00",1,2,4861.38]
["2018-07-22T13:00:00",1,2,3707.72]
["2018-07-22T14:00:00",1,2,3769.19]
["2018-07-22T15:00:00",1,2,1937.59]
["2018-07-22T16:00:00",1,2,472.02499999999998]
["2018-07-22T17:00:00",1,2,434.88900000000001]
["2018-07-22T18:00:00",1,2,259.76]
["2018-07-22T19:00:00",1,2,0]
["2018-07-22T20:00:00",1,2,0]
["2018-07-22T21:00:00",1,2,0]
["2018-07-22T22:00:00",1,2,0]
["2018-07-22T23:00:00",1,2,0]
["2018-07-23",1,2,0]
["2018-07-23T01:00:00",1,2,0]
["2018-07-23T02:00:00",1,2,0]
["2018-07-23T03:00:00",1,2,0]
["2018-07-23T04:00:00",1,2,0]
["2018-07-23T05:00:00",1,2,0]
["2018-07-23T06:00:00",1,2,502.774]
["2018-07-23T07:00:00",1,2,1451.45]
["2018-07-23T08:00:00",1,2,2458.46]
["2018-07-23T09:00:00",1,2,3322.55]
["2018-07-23T10:00:00",1,2,3833.91]
["2018-07-23T11:00:00",1,2,4274.04]
["2018-07-23T12:00:00",1,2,4295.68]
["2018-07-23T13:00:00",1,1,4217.0200000000004]
["2018-07-23T14:00:00",1,1,2800.18]
["2018-07-23T15:00:00",1,1,2289.1999999999998]
["2018-07-23T16:00:00",1,1,2060.13]
["2018-07-23T17:00:00",1,1,1039.53]
["2018-07-23T18:00:00",1,2,232.21799999999999]
["2018-07-23T19:00:00",1,2,0]
["2018-07-23T20:00:00",1,2,0]
["2018-07-23T21:00:00",1,2,0]
["2018-07-23T22:00:00",1,2,0]
["2018-07-23T23:00:00",1,2,0]
["2018-07-24",1,2,0]
["2018-07-24T01:00:00",1,2,0]
["2018-07-24T02:00:00",1,2,0]
["2018-07-24T03:00:00",1,2,0]
["2018-07-24T04:00:00",1,2,0]
["2018-07-24T05:00:00",1,2,0]
["2018-07-24T06:00:00",1,2,517.88199999999995]
["2018-07-24T07:00:00",1,2,1396.55]
["2018-07-24T08:00:00",1,2,2275.8200000000002]
["2018-07-24T09:00:00",1,2,3570.71]
["2018-07-24T10:00:00",1,2,4298.3999999999996]
["2018-07-24T11:00:00",1,2,4745.4399999999996]
["2018-07-24T12:00:00",1,2,4342.1899999999996]
["2018-07-24T13:00:00",1,1,2882.81]
["2018-07-24T14:00:00",1,1,3366.1]
["2018-07-24T15:00:00",1,1,2697.35]
["2018-07-24T16:00:00",1,1,1854.98]
["2018-07-24T17:00:00",1,1,527.17700000000002]
["2018-07-24T18:00:00",1,2,145.87799999999999]
["2018-07-24T19:00:00",1,2,0]
["2018-07-24T20:00:00",1,2,0]
["2018-07-24T21:00:00",1,2,0]
["2018-07-24T22:00:00",1,2,0]
["2018-07-24T23:00:00",1,2,0]
["2018-07-25",1,2,0]
["2018-07-25T01:00:00",1,2,0]
["2018-07-25T02:00:00",1,2,0]
["2018-07-25T03:00:00",1,2,0]
["2018-07-25T04:00:00",1,2,0]
["2018-07-25T05:00:00",1,2,0]
["2018-07-25T06:00:00",1,2,443.16699999999997]
["2018-07-25T07:00:00",1,2,955.66700000000003]
["2018-07-25T08:00:00",1,2,1464.28]
["2018-07-25T09:00:00",1,2,2997.54]
["2018-07-25T10:00:00",1,2,3239.17]
["2018-07-25T11:00:00",1,2,3325.95]
["2018-07-25T12:00:00",1,2,3523.98]
["2018-07-25T13:00:00",1,1,3296.01]
["2018-07-25T14:00:00",1,1,871.42600000000004]
["2018-07-25T15:00:00",1,1,1538.84]
["2018-07-25T16:00:00",1,1,483.80900000000003]
["2018-07-25T17:00:00",1,1,554.47500000000002]
["2018-07-25T18:00:00",1,2,252.619]
["2018-07-25T19:00:00",1,2,0]
["2018-07-25T20:00:00",1,2,0]
["2018-07-25T21:00:00",1,2,0]
["2018-07-25T22:00:00",1,2,0]
["2018-07-25T23:00:00",1,2,0]
["2018-07-26",1,2,0]
["2018-07-26T01:00:00",1,2,0]
["2018-07-26T02:00:00",1,2,0]
["2018-07-26T03:00:00",1,2,0]
["2018-07-26T04:00:00",1,2,0]
["2018-07-26T05:00:00",1,2,0]
["2018-07-26T06:00:00",1,2,268.34300000000002]
["2018-07-26T07:00:00",1,2,862.85]
["2018-07-26T08:00:00",1,2,2235.88]
["2018-07-26T09:00:00",1,2,3018.35]
["2018-07-26T10:00:00",1,2,2897.53]
["2018-07-26T11:00:00",1,2,4032.39]
["2018-07-26T12:00:00",1,2,3998.83]
["2018-07-26T13:00:00",1,1,2795.48]
["2018-07-26T14:00:00",1,1,2623.16]
["2018-07-26T15:00:00",1,1,2263.46]
["2018-07-26T16:00:00",1,1,1617.55]
["2018-07-26T17:00:00",1,1,965.74800000000005]
["2018-07-26T18:00:00",1,2,239.78700000000001]
["2018-07-26T19:00:00",1,2,0]
["2018-07-26T20:00:00",1,2,0]
["2018-07-26T21:00:00",1,2,0]
["2018-07-26T22:00:00",1,2,0]
["2018-07-26T23:00:00",1,2,0]
["2018-07-27",1,2,0]
["2018-07-27T01:00:00",1,2,0]
["2018-07-27T02:00:00",1,2,0]
["2018-07-27T03:00:00",1,2,0]
["2018-07-27T04:00:00",1,2,0]
["2018-07-27T05:00:00",1,2,0]
["2018-07-27T06:00:00",1,2,495.31799999999998]
["2018-07-27T07:00:00",1,2,792.46199999999999]
["2018-07-27T08:00:00",1,2,1258.2]
["2018-07-27T09:00:00",1,2,1181.8699999999999]
["2018-07-27T10:00:00",1,2,1464.65]
["2018-07-27T11:00:00",1,2,1717.35]
["2018-07-27T12:00:00",1,2,918.06]
["2018-07-27T13:00:00",1,1,1428.44]
["2018-07-27T14:00:00",1,1,1006.53]
["2018-07-27T15:00:00",1,1,733.85900000000004]
["2018-07-27T16:00:00",1,1,457.79199999999997]
["2018-07-27T17:00:00",1,1,339.12900000000002]
["2018-07-27T18:00:00",1,2,54.811199999999999]
["2018-07-27T19:00:00",1,2,0]
["2018-07-27T20:00:00",1,2,0]
["2018-07-27T21:00:00",1,2,0]
["2018-07-27T22:00:00",1,2,0]
["2018-07-27T23:00:00",1,2,0]
["2018-07-28",1,2,0]
["2018-07-28T01:00:00",1,2,0]
["2018-07-28T02:00:00",1,2,0]
["2018-07-28T03:00:00",1,2,0]
["2018-07-28T04:00:00",1,2,0]
["2018-07-28T05:00:00",1,2,0]
["2018-07-28T06:00:00",1,2,316.25799999999998]
["2018-07-28T07:00:00",1,2,978.779]
["2018-07-28T08:00:00",1,2,1435.82]
["2018-07-28T09:00:00",1,2,1931.2]
["2018-07-28T10:00:00",1,2,2181.65]
["2018-07-28T11:00:00",1,2,3372.74]
["2018-07-28T12:00:00",1,2,4311.38]
["2018-07-28T13:00:00",1,2,4144.38]
["2018-07-28T14:00:00",1,2,3809.66]
["2018-07-28T15:00:00",1,2,3204.4]
["2018-07-28T16:00:00",1,2,2082.81]
["2018-07-28T17:00:00",1,2,1002.72]
["2018-07-28T18:00:00",1,2,200.214]
["2018-07-28T19:00:00",1,2,0]
["2018-07-28T20:00:00",1,2,0]
["2018-07-28T21:00:00",1,2,0]
["2018-07-28T22:00:00",1,2,0]
["2018-07-28T23:00:00",1,2,0]
["2018-07-29",1,2,0]
["2018-07-29T01:00:00",1,2,0]
["2018-07-29T02:00:00",1,2,0]
["2018-07-29T03:00:00",1,2,0]
["2018-07-29T04:00:00",1,2,0]
["2018-07-29T05:00:00",1,2,0]
["2018-07-29T06:00:00",1,2,482.80500000000001]
["2018-07-29T07:00:00",1,2,1072.28]
["2018-07-29T08:00:00",1,2,2523.29]
["2018-07-29T09:00:00",1,2,3465.63]
["2018-07-29T10:00:00",1,2,4432.5200000000004]
["2018-07-29T11:00:00",1,2,4237.3900000000003]
["2018-07-29T12:00:00",1,2,4049.21]
["2018-07-29T13:00:00",1,2,4352.9399999999996]
["2018-07-29T14:00:00",1,2,4183.18]
["2018-07-29T15:00:00",1,2,3353.96]
["2018-07-29T16:00:00",1,2,2192.75]
["2018-07-29T17:00:00",1,2,1000.51]
["2018-07-29T18:00:00",1,2,210.31299999999999]
["2018-07-29T19:00:00",1,2,0]
["2018-07-29T20:00:00",1,2,0]
["2018-07-29T21:00:00",1,2,0]
["2018-07-29T22:00:00",1,2,0]
["2018-07-29T23:00:00",1,2,0]
["2018-07-30",1,2,0]
["2018-07-30T01:00:00",1,2,0]
["2018-07-30T02:00:00",1,2,0]
["2018-07-30T03:00:00",1,2,0]
["2018-07-30T04:00:00",1,2,0]
["2018-07-30T05:00:00",1,2,0]
["2018-07-30T06:00:00",1,2,443.51600000000002]
["2018-07-30T07:00:00",1,2,1011.04]
["2018-07-30T08:00:00",1,2,1623.48]
["2018-07-30T09:00:00",1,2,1395.35]
["2018-07-30T10:00:00",1,2,3991.42]
["2018-07-30T11:00:00",1,2,752.58199999999999]
["2018-07-30T12:00:00",1,2,776.52300000000002]
["2018-07-30T13:00:00",1,1,1792.56]
["2018-07-30T14:00:00",1,1,4009.47]
["2018-07-30T15:00:00",1,1,3164.93]
["2018-07-30T16:00:00",1,1,2091.7399999999998]
["2018-07-30T17:00:00",1,1,984.76099999999997]
["2018-07-30T18:00:00",1,2,207.34800000000001]
["2018-07-30T19:00:00",1,2,0]
["2018-07-30T20:00:00",1,2,0]
["2018-07-30T21:00:00",1,2,0]
["2018-07-30T22:00:00",1,2,0]
["2018-07-30T23:00:00",1,2,0]
["2018-07-31",1,2,0]
["2018-07-31T01:00:00",1,2,0]
["2018-07-31T02:00:00",1,2,0]
["2018-07-31T03:00:00",1,2,0]
["2018-07-31T04:00:00",1,2,0]
["2018-07-31T05:00:00",1,2,0]
["2018-07-31T06:00:00",1,2,365.98599999999999]
["2018-07-31T07:00:00",1,2,827.38800000000003]
["2018-07-31T08:00:00",1,2,2346.75]
["2018-07-31T09:00:00",1,2,2601.2600000000002]
["2018-07-31T10:00:00",1,2,3763.69]
["2018-07-31T11:00:00",1,2,2302.8200000000002]
["2018-07-31T12:00:00",1,2,3328.29]
["2018-07-31T13:00:00",1,1,3880.89]
["2018-07-31T14:00:00",1,1,1982.8]
["2018-07-31T15:00:00",1,1,1014.96]
["2018-07-31T16:00:00",1,1,908.91399999999999]
["2018-07-31T17:00:00",1,1,706.44299999999998]
["2018-07-31T18:00:00",1,2,163.43799999999999]
["2018-07-31T19:00:00",1,2,0]
["2018-07-31T20:00:00",1,2,0]
["2018-07-31T21:00:00",1,2,0]
["2018-07-31T22:00:00",1,2,0]
["2018-07-31T23:00:00",1,2,0]
["2018-08-01",1,2,0]
["2018-08-01T01:00:00",1,2,0]
["2018-08-01T02:00:00",1,2,0]
["2018-08-01T03:00:00",1,2,0]
["2018-08-01T04:00:00",1,2,0]
["2018-08-01T05:00:00",1,2,33.839799999999997]
["2018-08-01T06:00:00",1,2,330.81]
["2018-08-01T07:00:00",1,2,1283.26]
["2018-08-01T08:00:00",1,2,2491.38]
["2018-08-01T09:00:00",1,2,3447.82]
["2018-08-01T10:00:00",1,2,4209.22]
["2018-08-01T11:00:00",1,2,4653.71]
["2018-08-01T12:00:00",1,2,4675.58]
["2018-08-01T13:00:00",1,1,4095.71]
["2018-08-01T14:00:00",1,1,3721.82]
["2018-08-01T15:00:00",1,1,2916.37]
["2018-08-01T16:00:00",1,1,1954.44]
["2018-08-01T17:00:00",1,1,775.80499999999995]
["2018-08-01T18:00:00",1,2,182.744]
["2018-08-01T19:00:00",1,2,0]
["2018-08-01T20:00:00",1,2,0]
["2018-08-01T21:00:00",1,2,0]
["2018-08-01T22:00:00",1,2,0]
["2018-08-01T23:00:00",1,2,0]
["2018-08-02",1,2,0]
["2018-08-02T01:00:00",1,2,0]
["2018-08-02T02:00:00",1,2,0]
["2018-08-02T03:00:00",1,2,0]
["2018-08-02T04:00:00",1,2,0]
["2018-08-02T05:00:00",1,2,32.507899999999999]
["2018-08-02T06:00:00",1,2,380.43900000000002]
["2018-08-02T07:00:00",1,2,1337.34]
["2018-08-02T08:00:00",1,2,2535.02]
["2018-08-02T09:00:00",1,2,3665.36]
["2018-08-02T10:00:00",1,2,4354.8900000000003]
["2018-08-02T11:00:00",1,2,4426.74]
["2018-08-02T12:00:00",1,2,4582.66]
["2018-08-02T13:00:00",1,1,4405.6499999999996]
["2018-08-02T14:00:00",1,1,3768.2]
["2018-08-02T15:00:00",1,1,3105.34]
["2018-08-02T16:00:00",1,1,2096.37]
["2018-08-02T17:00:00",1,1,1048.52]
["2018-08-02T18:00:00",1,2,241.99600000000001]
["2018-08-02T19:00:00",1,2,0]
["2018-08-02T20:00:00",1,2,0]
["2018-08-02T21:00:00",1,2,0]
["2018-08-02T22:00:00",1,2,0]
["2018-08-02T23:00:00",1,2,0]
["2018-08-03",1,2,0]
["2018-08-03T01:00:00",1,2,0]
["2018-08-03T02:00:00",1,2,0]
["2018-08-03T03:00:00",1,2,0]
["2018-08-03T04:00:00",1,2,0]
["2018-08-03T05:00:00",1,2,15.228899999999999]
["2018-08-03T06:00:00",1,2,391.33300000000003]
["2018-08-03T07:00:00",1,2,1259.4100000000001]
["2018-08-03T08:00:00",1,2,1454.96]
["2018-08-03T09:00:00",1,2,2309.1999999999998]
["2018-08-03T10:00:00",1,2,3364.68]
["2018-08-03T11:00:00",1,2,4082.04]
["2018-08-03T12:00:00",1,2,4366.59]
["2018-08-03T13:00:00",1,1,3709.21]
["2018-08-03T14:00:00",1,1,3834.65]
["2018-08-03T15:00:00",1,1,2834.47]
["2018-08-03T16:00:00",1,1,1565.31]
["2018-08-03T17:00:00",1,1,959.94]
["2018-08-03T18:00:00",1,2,255.82]
["2018-08-03T19:00:00",1,2,0]
["2018-08-03T20:00:00",1,2,0]
["2018-08-03T21:00:00",1,2,0]
["2018-08-03T22:00:00",1,2,0]
["2018-08-03T23:00:00",1,2,0]
["2018-08-04",1,2,0]
["2018-08-04T01:00:00",1,2,0]
["2018-08-04T02:00:00",1,2,0]
["2018-08-04T03:00:00",1,2,0]
["2018-08-04T04:00:00",1,2,0]
["2018-08-04T05:00:00",1,2,21.461300000000001]
["2018-08-04T06:00:00",1,2,408.13299999999998]
["2018-08-04T07:00:00",1,2,1306.6600000000001]
["2018-08-04T08:00:00",1,2,2562.56]
["2018-08-04T09:00:00",1,2,3622.1]
["2018-08-04T10:00:00",1,2,3916.97]
["2018-08-04T11:00:00",1,2,3817.86]
["2018-08-04T12:00:00",1,2,3688.28]
["2018-08-04T13:00:00",1,2,2450.91]
["2018-08-04T14:00:00",1,2,3799.06]
["2018-08-04T15:00:00",1,2,2979.89]
["2018-08-04T16:00:00",1,2,2026.46]
["2018-08-04T17:00:00",1,2,954.63300000000004]
["2018-08-04T18:00:00",1,2,255.63200000000001]
["2018-08-04T19:00:00",1,2,0]
["2018-08-04T20:00:00",1,2,0]
["2018-08-04T21:00:00",1,2,0]
["2018-08-04T22:00:00",1,2,0]
["2018-08-04T23:00:00",1,2,0]
["2018-08-05",1,2,0]
["2018-08-05T01:00:00",1,2,0]
["2018-08-05T02:00:00",1,2,0]
["2018-08-05T03:00:00",1,2,0]
["2018-08-05T04:00:00",1,2,0]
["2018-08-05T05:00:00",1,2,22.578700000000001]
["2018-08-05T06:00:00",1,2,346.12900000000002]
["2018-08-05T07:00:00",1,2,1239.21]
["2018-08-05T08:00:00",1,2,2411.02]
["2018-08-05T09:00:00",1,2,3447.52]
["2018-08-05T10:00:00",1,2,4190.1499999999996]
["2018-08-05T11:00:00",1,2,4545.7700000000004]
["2018-08-05T12:00:00",1,2,4382.8599999999997]
["2018-08-05T13:00:00",1,2,4450.1499999999996]
["2018-08-05T14:00:00",1,2,2733.2]
["2018-08-05T15:00:00",1,2,3006.67]
["2018-08-05T16:00:00",1,2,2326.88]
["2018-08-05T17:00:00",1,2,808.30200000000002]
["2018-08-05T18:00:00",1,2,241.89699999999999]
["2018-08-05T19:00:00",1,2,0]
["2018-08-05T20:00:00",1,2,0]
["2018-08-05T21:00:00",1,2,0]
["2018-08-05T22:00:00",1,2,0]
["2018-08-05T23:00:00",1,2,0]
["2018-08-06",1,2,0]
["2018-08-06T01:00:00",1,2,0]
["2018-08-06T02:00:00",1,2,0]
["2018-08-06T03:00:00",1,2,0]
["2018-08-06T04:00:00",1,2,0]
["2018-08-06T05:00:00",1,2,33.709899999999998]
["2018-08-06T06:00:00",1,2,400.62299999999999]
["2018-08-06T07:00:00",1,2,1296.3800000000001]
["2018-08-06T08:00:00",1,2,2517.6799999999998]
["2018-08-06T09:00:00",1,2,3566.39]
["2018-08-06T10:00:00",1,2,4249.82]
["2018-08-06T11:00:00",1,2,4692.8]
["2018-08-06T12:00:00",1,2,4855.59]
["2018-08-06T13:00:00",1,1,4497.53]
["2018-08-06T14:00:00",1,1,3591.68]
["2018-08-06T15:00:00",1,1,3213.54]
["2018-08-06T16:00:00",1,1,2090.9899999999998]
["2018-08-06T17:00:00",1,1,928.65700000000004]
["2018-08-06T18:00:00",1,2,242.34899999999999]
["2018-08-06T19:00:00",1,2,0]
["2018-08-06T20:00:00",1,2,0]
["2018-08-06T21:00:00",1,2,0]
["2018-08-06T22:00:00",1,2,0]
["2018-08-06T23:00:00",1,2,0]
["2018-08-07",1,2,0]
["2018-08-07T01:00:00",1,2,0]
["2018-08-07T02:00:00",1,2,0]
["2018-08-07T03:00:00",1,2,0]
["2018-08-07T04:00:00",1,2,0]
["2018-08-07T05:00:00",1,2,44.611600000000003]
["2018-08-07T06:00:00",1,2,389.82299999999998]
["2018-08-07T07:00:00",1,2,1296.95]
["2018-08-07T08:00:00",1,2,2559.8200000000002]
["2018-08-07T09:00:00",1,2,3623.75]
["2018-08-07T10:00:00",1,2,4399.67]
["2018-08-07T11:00:00",1,2,4034.07]
["2018-08-07T12:00:00",1,2,4559.58]
["2018-08-07T13:00:00",1,1,4304.51]
["2018-08-07T14:00:00",1,1,3721.31]
["2018-08-07T15:00:00",1,1,2887.51]
["2018-08-07T16:00:00",1,1,2083.9899999999998]
["2018-08-07T17:00:00",1,1,917.77800000000002]
["2018-08-07T18:00:00",1,2,234.74600000000001]
["2018-08-07T19:00:00",1,2,0]
["2018-08-07T20:00:00",1,2,0]
["2018-08-07T21:00:00",1,2,0]
["2018-08-07T22:00:00",1,2,0]
["2018-08-07T23:00:00",1,2,0]
["2018-08-08",1,2,0]
["2018-08-08T01:00:00",1,2,0]
["2018-08-08T02:00:00",1,2,0]
["2018-08-08T03:00:00",1,2,0]
["2018-08-08T04:00:00",1,2,0]
["2018-08-08T05:00:00",1,2,9.8046399999999991]
["2018-08-08T06:00:00",1,2,335.15100000000001]
["2018-08-08T07:00:00",1,2,1283.8599999999999]
["2018-08-08T08:00:00",1,2,2495.7600000000002]
["2018-08-08T09:00:00",1,2,3611.57]
["2018-08-08T10:00:00",1,2,4318.5200000000004]
["2018-08-08T11:00:00",1,2,4834.2700000000004]
["2018-08-08T12:00:00",1,2,5034.53]
["2018-08-08T13:00:00",1,1,4838.84]
["2018-08-08T14:00:00",1,1,4200.6099999999997]
["2018-08-08T15:00:00",1,1,3283.85]
["2018-08-08T16:00:00",1,1,1977.85]
["2018-08-08T17:00:00",1,1,905.47400000000005]
["2018-08-08T18:00:00",1,2,229.10400000000001]
["2018-08-08T19:00:00",1,2,0]
["2018-08-08T20:00:00",1,2,0]
["2018-08-08T21:00:00",1,2,0]
["2018-08-08T22:00:00",1,2,0]
["2018-08-08T23:00:00",1,2,0]
["2018-08-09",1,2,0]
["2018-08-09T01:00:00",1,2,0]
["2018-08-09T02:00:00",1,2,0]
["2018-08-09T03:00:00",1,2,0]
["2018-08-09T04:00:00",1,2,0]
["2018-08-09T05:00:00",1,2,27.259399999999999]
["2018-08-09T06:00:00",1,2,376.06]
["2018-08-09T07:00:00",1,2,1052.04]
["2018-08-09T08:00:00",1,2,2270.6799999999998]
["2018-08-09T09:00:00",1,2,2848.64]
["2018-08-09T10:00:00",1,2,3913.08]
["2018-08-09T11:00:00",1,2,4443.67]
["2018-08-09T12:00:00",1,2,2063.4699999999998]
["2018-08-09T13:00:00",1,1,1983.02]
["2018-08-09T14:00:00",1,1,3428.98]
["2018-08-09T15:00:00",1,1,2478.58]
["2018-08-09T16:00:00",1,1,1835.06]
["2018-08-09T17:00:00",1,1,893.69799999999998]
["2018-08-09T18:00:00",1,2,213.47399999999999]
["2018-08-09T19:00:00",1,2,0]
["2018-08-09T20:00:00",1,2,0]
["2018-08-09T21:00:00",1,2,0]
["2018-08-09T22:00:00",1,2,0]
["2018-08-09T23:00:00",1,2,0]
["2018-08-10",1,2,0]
["2018-08-10T01:00:00",1,2,0]
["2018-08-10T02:00:00",1,2,0]
["2018-08-10T03:00:00",1,2,0]
["2018-08-10T04:00:00",1,2,0]
["2018-08-10T05:00:00",1,2,21.739799999999999]
["2018-08-10T06:00:00",1,2,327.10599999999999]
["2018-08-10T07:00:00",1,2,1264.8]
["2018-08-10T08:00:00",1,2,2482.36]
["2018-08-10T09:00:00",1,2,3505.96]
["2018-08-10T10:00:00",1,2,4290]
["2018-08-10T11:00:00",1,2,4663.09]
["2018-08-10T12:00:00",1,2,4751.3999999999996]
["2018-08-10T13:00:00",1,1,3722.54]
["2018-08-10T14:00:00",1,1,3943.66]
["2018-08-10T15:00:00",1,1,2699.14]
["2018-08-10T16:00:00",1,1,1806.93]
["2018-08-10T17:00:00",1,1,890.09900000000005]
["2018-08-10T18:00:00",1,2,184.98099999999999]
["2018-08-10T19:00:00",1,2,0]
["2018-08-10T20:00:00",1,2,0]
["2018-08-10T21:00:00",1,2,0]
["2018-08-10T22:00:00",1,2,0]
["2018-08-10T23:00:00",1,2,0]
["2018-08-11",1,2,0]
["2018-08-11T01:00:00",1,2,0]
["2018-08-11T02:00:00",1,2,0]
["2018-08-11T03:00:00",1,2,0]
["2018-08-11T04:00:00",1,2,0]
["2018-08-11T05:00:00",1,2,9.3652300000000004]
["2018-08-11T06:00:00",1,2,312.71800000000002]
["2018-08-11T07:00:00",1,2,1275.1400000000001]
["2018-08-11T08:00:00",1,2,2560.37]
["2018-08-11T09:00:00",1,2,3402.14]
["2018-08-11T10:00:00",1,2,4285.2]
["2018-08-11T11:00:00",1,2,4764.7700000000004]
["2018-08-11T12:00:00",1,2,4761.8500000000004]
["2018-08-11T13:00:00",1,2,4415.71]
["2018-08-11T14:00:00",1,2,3474.11]
["2018-08-11T15:00:00",1,2,2971.42]
["2018-08-11T16:00:00",1,2,1995.8]
["2018-08-11T17:00:00",1,2,573.09799999999996]
["2018-08-11T18:00:00",1,2,185.75800000000001]
["2018-08-11T19:00:00",1,2,0]
["2018-08-11T20:00:00",1,2,0]
["2018-08-11T21:00:00",1,2,0]
["2018-08-11T22:00:00",1,2,0]
["2018-08-11T23:00:00",1,2,0]
["2018-08-12",1,2,0]
["2018-08-12T01:00:00",1,2,0]
["2018-08-12T02:00:00",1,2,0]
["2018-08-12T03:00:00",1,2,0]
["2018-08-12T04:00:00",1,2,0]
["2018-08-12T05:00:00",1,2,27.054099999999998]
["2018-08-12T06:00:00",1,2,317.75900000000001]
["2018-08-12T07:00:00",1,2,824.40099999999995]
["2018-08-12T08:00:00",1,2,832.60500000000002]
["2018-08-12T09:00:00",1,2,1682.74]
["2018-08-12T10:00:00",1,2,1130.04]
["2018-08-12T11:00:00",1,2,1542.33]
["2018-08-12T12:00:00",1,2,1284.74]
["2018-08-12T13:00:00",1,2,1436.26]
["2018-08-12T14:00:00",1,2,1924.66]
["2018-08-12T15:00:00",1,2,1789.18]
["2018-08-12T16:00:00",1,2,1202.1600000000001]
["2018-08-12T17:00:00",1,2,322.43099999999998]
["2018-08-12T18:00:00",1,2,160.97]
["2018-08-12T19:00:00",1,2,0]
["2018-08-12T20:00:00",1,2,0]
["2018-08-12T21:00:00",1,2,0]
["2018-08-12T22:00:00",1,2,0]
["2018-08-12T23:00:00",1,2,0]
["2018-08-13",1,2,0]
["2018-08-13T01:00:00",1,2,0]
["2018-08-13T02:00:00",1,2,0]
["2018-08-13T03:00:00",1,2,0]
["2018-08-13T04:00:00",1,2,0]
["2018-08-13T05:00:00",1,2,26.060700000000001]
["2018-08-13T06:00:00",1,2,284.89]
["2018-08-13T07:00:00",1,2,1509.26]
["2018-08-13T08:00:00",1,2,2994.7]
["2018-08-13T09:00:00",1,2,4180.87]
["2018-08-13T10:00:00",1,2,5004.59]
["2018-08-13T11:00:00",1,2,3458.6]
["2018-08-13T12:00:00",1,2,4929]
["2018-08-13T13:00:00",1,1,5060.8500000000004]
["2018-08-13T14:00:00",1,1,4629.8]
["2018-08-13T15:00:00",1,1,3676.14]
["2018-08-13T16:00:00",1,1,2342.85]
["2018-08-13T17:00:00",1,1,832.84699999999998]
["2018-08-13T18:00:00",1,2,180.15899999999999]
["2018-08-13T19:00:00",1,2,0]
["2018-08-13T20:00:00",1,2,0]
["2018-08-13T21:00:00",1,2,0]
["2018-08-13T22:00:00",1,2,0]
["2018-08-13T23:00:00",1,2,0]
["2018-08-14",1,2,0]
["2018-08-14T01:00:00",1,2,0]
["2018-08-14T02:00:00",1,2,0]
["2018-08-14T03:00:00",1,2,0]
["2018-08-14T04:00:00",1,2,0]
["2018-08-14T05:00:00",1,2,3.2406899999999998]
["2018-08-14T06:00:00",1,2,275.60700000000003]
["2018-08-14T07:00:00",1,2,1476.4]
["2018-08-14T08:00:00",1,2,2878.14]
["2018-08-14T09:00:00",1,2,4052.45]
["2018-08-14T10:00:00",1,2,4820.13]
["2018-08-14T11:00:00",1,2,4955.93]
["2018-08-14T12:00:00",1,2,4189.8599999999997]
["2018-08-14T13:00:00",1,1,3623.31]
["2018-08-14T14:00:00",1,1,4189.9399999999996]
["2018-08-14T15:00:00",1,1,3374.98]
["2018-08-14T16:00:00",1,1,2220.6799999999998]
["2018-08-14T17:00:00",1,1,842.51300000000003]
["2018-08-14T18:00:00",1,2,170.29900000000001]
["2018-08-14T19:00:00",1,2,0]
["2018-08-14T20:00:00",1,2,0]
["2018-08-14T21:00:00",1,2,0]
["2018-08-14T22:00:00",1,2,0]
["2018-08-14T23:00:00",1,2,0]
["2018-08-15",1,2,0]
["2018-08-15T01:00:00",1,2,0]
["2018-08-15T02:00:00",1,2,0]
["2018-08-15T03:00:00",1,2,0]
["2018-08-15T04:00:00",1,2,0]
["2018-08-15T05:00:00",1,2,25.2376]
["2018-08-15T06:00:00",1,2,305.13400000000001]
["2018-08-15T07:00:00",1,2,1239]
["2018-08-15T08:00:00",1,2,1211.3699999999999]
["2018-08-15T09:00:00",1,2,2444.5]
["2018-08-15T10:00:00",1,2,2569.4899999999998]
["2018-08-15T11:00:00",1,2,3535.06]
["2018-08-15T12:00:00",1,2,4277.9399999999996]
["2018-08-15T13:00:00",1,1,4550.6099999999997]
["2018-08-15T14:00:00",1,1,3864.18]
["2018-08-15T15:00:00",1,1,3142.33]
["2018-08-15T16:00:00",1,1,2288.16]
["2018-08-15T17:00:00",1,1,936.10400000000004]
["2018-08-15T18:00:00",1,2,190.44200000000001]
["2018-08-15T19:00:00",1,2,0]
["2018-08-15T20:00:00",1,2,0]
["2018-08-15T21:00:00",1,2,0]
["2018-08-15T22:00:00",1,2,0]
["2018-08-15T23:00:00",1,2,0]
["2018-08-16",1,2,0]
["2018-08-16T01:00:00",1,2,0]
["2018-08-16T02:00:00",1,2,0]
["2018-08-16T03:00:00",1,2,0]
["2018-08-16T04:00:00",1,2,0]
["2018-08-16T05:00:00",1,2,12.819699999999999]
["2018-08-16T06:00:00",1,2,311.04599999999999]
["2018-08-16T07:00:00",1,2,1477.54]
["2018-08-16T08:00:00",1,2,2997.55]
["2018-08-16T09:00:00",1,2,4256.33]
["2018-08-16T10:00:00",1,2,5090.57]
["2018-08-16T11:00:00",1,2,5564.09]
["2018-08-16T12:00:00",1,2,5651.93]
["2018-08-16T13:00:00",1,1,5348.92]
["2018-08-16T14:00:00",1,1,4757.55]
["2018-08-16T15:00:00",1,1,3575.57]
["2018-08-16T16:00:00",1,1,2355.46]
["2018-08-16T17:00:00",1,1,969.22699999999998]
["2018-08-16T18:00:00",1,2,192.37299999999999]
["2018-08-16T19:00:00",1,2,0]
["2018-08-16T20:00:00",1,2,0]
["2018-08-16T21:00:00",1,2,0]
["2018-08-16T22:00:00",1,2,0]
["2018-08-16T23:00:00",1,2,0]
["2018-08-17",1,2,0]
["2018-08-17T01:00:00",1,2,0]
["2018-08-17T02:00:00",1,2,0]
["2018-08-17T03:00:00",1,2,0]
["2018-08-17T04:00:00",1,2,0]
["2018-08-17T05:00:00",1,2,19.8432]
["2018-08-17T06:00:00",1,2,298.75700000000001]
["2018-08-17T07:00:00",1,2,1463.41]
["2018-08-17T08:00:00",1,2,2949.61]
["2018-08-17T09:00:00",1,2,4139.3]
["2018-08-17T10:00:00",1,2,5030.08]
["2018-08-17T11:00:00",1,2,5336.86]
["2018-08-17T12:00:00",1,2,5079.9399999999996]
["2018-08-17T13:00:00",1,1,4911.3999999999996]
["2018-08-17T14:00:00",1,1,3972.75]
["2018-08-17T15:00:00",1,1,3423.21]
["2018-08-17T16:00:00",1,1,2178.89]
["2018-08-17T17:00:00",1,1,872.48500000000001]
["2018-08-17T18:00:00",1,2,131.625]
["2018-08-17T19:00:00",1,2,0]
["2018-08-17T20:00:00",1,2,0]
["2018-08-17T21:00:00",1,2,0]
["2018-08-17T22:00:00",1,2,0]
["2018-08-17T23:00:00",1,2,0]
["2018-08-18",1,2,0]
["2018-08-18T01:00:00",1,2,0]
["2018-08-18T02:00:00",1,2,0]
["2018-08-18T03:00:00",1,2,0]
["2018-08-18T04:00:00",1,2,0]
["2018-08-18T05:00:00",1,2,0]
["2018-08-18T06:00:00",1,2,332.03899999999999]
["2018-08-18T07:00:00",1,2,1181.76]
["2018-08-18T08:00:00",1,2,2479.75]
["2018-08-18T09:00:00",1,2,3185.91]
["2018-08-18T10:00:00",1,2,4469.8999999999996]
["2018-08-18T11:00:00",1,2,4957.62]
["2018-08-18T12:00:00",1,2,5167.01]
["2018-08-18T13:00:00",1,2,4994.96]
["2018-08-18T14:00:00",1,2,4288.38]
["2018-08-18T15:00:00",1,2,3303.04]
["2018-08-18T16:00:00",1,2,2030.64]
["2018-08-18T17:00:00",1,2,834.45]
["2018-08-18T18:00:00",1,2,133.88999999999999]
["2018-08-18T19:00:00",1,2,0]
["2018-08-18T20:00:00",1,2,0]
["2018-08-18T21:00:00",1,2,0]
["2018-08-18T22:00:00",1,2,0]
["2018-08-18T23:00:00",1,2,0]
["2018-08-19",1,2,0]
["2018-08-19T01:00:00",1,2,0]
["2018-08-19T02:00:00",1,2,0]
["2018-08-19T03:00:00",1,2,0]
["2018-08-19T04:00:00",1,2,0]
["2018-08-19T05:00:00",1,2,0]
["2018-08-19T06:00:00",1,2,214.09800000000001]
["2018-08-19T07:00:00",1,2,714.85400000000004]
["2018-08-19T08:00:00",1,2,2132.85]
["2018-08-19T09:00:00",1,2,3704.55]
["2018-08-19T10:00:00",1,2,4563.82]
["2018-08-19T11:00:00",1,2,4066.98]
["2018-08-19T12:00:00",1,2,4535.72]
["2018-08-19T13:00:00",1,2,4018.94]
["2018-08-19T14:00:00",1,2,3314.61]
["2018-08-19T15:00:00",1,2,2773.15]
["2018-08-19T16:00:00",1,2,1651.34]
["2018-08-19T17:00:00",1,2,555.83399999999995]
["2018-08-19T18:00:00",1,2,131.86699999999999]
["2018-08-19T19:00:00",1,2,0]
["2018-08-19T20:00:00",1,2,0]
["2018-08-19T21:00:00",1,2,0]
["2018-08-19T22:00:00",1,2,0]
["2018-08-19T23:00:00",1,2,0]
["2018-08-20",1,2,0]
["2018-08-20T01:00:00",1,2,0]
["2018-08-20T02:00:00",1,2,0]
["2018-08-20T03:00:00",1,2,0]
["2018-08-20T04:00:00",1,2,0]
["2018-08-20T05:00:00",1,2,5.7937399999999997]
["2018-08-20T06:00:00",1,2,320.42899999999997]
["2018-08-20T07:00:00",1,2,1226.6300000000001]
["2018-08-20T08:00:00",1,2,2724.21]
["2018-08-20T09:00:00",1,2,3636.23]
["2018-08-20T10:00:00",1,2,4264.0200000000004]
["2018-08-20T11:00:00",1,2,4424.6099999999997]
["2018-08-20T12:00:00",1,2,4501.32]
["2018-08-20T13:00:00",1,1,3834.23]
["2018-08-20T14:00:00",1,1,3672.31]
["2018-08-20T15:00:00",1,1,2405.34]
["2018-08-20T16:00:00",1,1,1826.49]
["2018-08-20T17:00:00",1,1,749.31600000000003]
["2018-08-20T18:00:00",1,2,139.67099999999999]
["2018-08-20T19:00:00",1,2,0]
["2018-08-20T20:00:00",1,2,0]
["2018-08-20T21:00:00",1,2,0]
["2018-08-20T22:00:00",1,2,0]
["2018-08-20T23:00:00",1,2,0]
["2018-08-21",1,2,0]
["2018-08-21T01:00:00",1,2,0]
["2018-08-21T02:00:00",1,2,0]
["2018-08-21T03:00:00",1,2,0]
["2018-08-21T04:00:00",1,2,0]
["2018-08-21T05:00:00",1,2,0]
["2018-08-21T06:00:00",1,2,287.80599999999998]
["2018-08-21T07:00:00",1,2,1149.1099999999999]
["2018-08-21T08:00:00",1,2,2675.3]
["2018-08-21T09:00:00",1,2,3432.07]
["2018-08-21T10:00:00",1,2,3830.32]
["2018-08-21T11:00:00",1,2,4279.05]
["2018-08-21T12:00:00",1,2,2211.67]
["2018-08-21T13:00:00",1,1,2249.6]
["2018-08-21T14:00:00",1,1,3908.27]
["2018-08-21T15:00:00",1,1,2641.95]
["2018-08-21T16:00:00",1,1,1126.19]
["2018-08-21T17:00:00",1,1,543.846]
["2018-08-21T18:00:00",1,2,49.646000000000001]
["2018-08-21T19:00:00",1,2,0]
["2018-08-21T20:00:00",1,2,0]
["2018-08-21T21:00:00",1,2,0]
["2018-08-21T22:00:00",1,2,0]
["2018-08-21T23:00:00",1,2,0]
["2018-08-22",1,2,0]
["2018-08-22T01:00:00",1,2,0]
["2018-08-22T02:00:00",1,2,0]
["2018-08-22T03:00:00",1,2,0]
["2018-08-22T04:00:00",1,2,0]
["2018-08-22T05:00:00",1,2,0]
["2018-08-22T06:00:00",1,2,208.47]
["2018-08-22T07:00:00",1,2,746.14499999999998]
["2018-08-22T08:00:00",1,2,1328.96]
["2018-08-22T09:00:00",1,2,1613.35]
["2018-08-22T10:00:00",1,2,1946.24]
["2018-08-22T11:00:00",1,2,2557.9]
["2018-08-22T12:00:00",1,2,2335.63]
["2018-08-22T13:00:00",1,1,2559.98]
["2018-08-22T14:00:00",1,1,2062.84]
["2018-08-22T15:00:00",1,1,2860.4]
["2018-08-22T16:00:00",1,1,1421.5]
["2018-08-22T17:00:00",1,1,460.99599999999998]
["2018-08-22T18:00:00",1,2,138.649]
["2018-08-22T19:00:00",1,2,0]
["2018-08-22T20:00:00",1,2,0]
["2018-08-22T21:00:00",1,2,0]
["2018-08-22T22:00:00",1,2,0]
["2018-08-22T23:00:00",1,2,0]
["2018-08-23",1,2,0]
["2018-08-23T01:00:00",1,2,0]
["2018-08-23T02:00:00",1,2,0]
["2018-08-23T03:00:00",1,2,0]
["2018-08-23T04:00:00",1,2,0]
["2018-08-23T05:00:00",1,2,0]
["2018-08-23T06:00:00",1,2,184.19300000000001]
["2018-08-23T07:00:00",1,2,480.267]
["2018-08-23T08:00:00",1,2,1229.05]
["2018-08-23T09:00:00",1,2,1780.02]
["2018-08-23T10:00:00",1,2,3165.48]
["2018-08-23T11:00:00",1,2,2096.31]
["2018-08-23T12:00:00",1,2,2536.09]
["2018-08-23T13:00:00",1,1,3417.07]
["2018-08-23T14:00:00",1,1,2241.02]
["2018-08-23T15:00:00",1,1,1090.46]
["2018-08-23T16:00:00",1,1,1155.4100000000001]
["2018-08-23T17:00:00",1,1,276.51900000000001]
["2018-08-23T18:00:00",1,2,172.041]
["2018-08-23T19:00:00",1,2,0]
["2018-08-23T20:00:00",1,2,0]
["2018-08-23T21:00:00",1,2,0]
["2018-08-23T22:00:00",1,2,0]
["2018-08-23T23:00:00",1,2,0]
["2018-08-24",1,2,0]
["2018-08-24T01:00:00",1,2,0]
["2018-08-24T02:00:00",1,2,0]
["2018-08-24T03:00:00",1,2,0]
["2018-08-24T04:00:00",1,2,0]
["2018-08-24T05:00:00",1,2,0]
["2018-08-24T06:00:00",1,2,265.96300000000002]
["2018-08-24T07:00:00",1,2,635.29700000000003]
["2018-08-24T08:00:00",1,2,990.83199999999999]
["2018-08-24T09:00:00",1,2,1614.44]
["2018-08-24T10:00:00",1,2,1978.85]
["2018-08-24T11:00:00",1,2,3446.48]
["2018-08-24T12:00:00",1,2,2656.42]
["2018-08-24T13:00:00",1,1,2827.13]
["2018-08-24T14:00:00",1,1,2944.77]
["2018-08-24T15:00:00",1,1,2396.54]
["2018-08-24T16:00:00",1,1,1363.65]
["2018-08-24T17:00:00",1,1,728.06799999999998]
["2018-08-24T18:00:00",1,2,98.464500000000001]
["2018-08-24T19:00:00",1,2,0]
["2018-08-24T20:00:00",1,2,0]
["2018-08-24T21:00:00",1,2,0]
["2018-08-24T22:00:00",1,2,0]
["2018-08-24T23:00:00",1,2,0]
["2018-08-25",1,2,0]
["2018-08-25T01:00:00",1,2,0]
["2018-08-25T02:00:00",1,2,0]
["2018-08-25T03:00:00",1,2,0]
["2018-08-25T04:00:00",1,2,0]
["2018-08-25T05:00:00",1,2,0]
["2018-08-25T06:00:00",1,2,269.46899999999999]
["2018-08-25T07:00:00",1,2,562.43899999999996]
["2018-08-25T08:00:00",1,2,1287.71]
["2018-08-25T09:00:00",1,2,1848.96]
["2018-08-25T10:00:00",1,2,2554.59]
["2018-08-25T11:00:00",1,2,3152.76]
["2018-08-25T12:00:00",1,2,2908.58]
["2018-08-25T13:00:00",1,2,2895.39]
["2018-08-25T14:00:00",1,2,3517.51]
["2018-08-25T15:00:00",1,2,2540.58]
["2018-08-25T16:00:00",1,2,1611.93]
["2018-08-25T17:00:00",1,2,840.17499999999995]
["2018-08-25T18:00:00",1,2,101.815]
["2018-08-25T19:00:00",1,2,0]
["2018-08-25T20:00:00",1,2,0]
["2018-08-25T21:00:00",1,2,0]
["2018-08-25T22:00:00",1,2,0]
["2018-08-25T23:00:00",1,2,0]
["2018-08-26",1,2,0]
["2018-08-26T01:00:00",1,2,0]
["2018-08-26T02:00:00",1,2,0]
["2018-08-26T03:00:00",1,2,0]
["2018-08-26T04:00:00",1,2,0]
["2018-08-26T05:00:00",1,2,0]
["2018-08-26T06:00:00",1,2,265.678]
["2018-08-26T07:00:00",1,2,1394.19]
["2018-08-26T08:00:00",1,2,2857.89]
["2018-08-26T09:00:00",1,2,2789.09]
["2018-08-26T10:00:00",1,2,4545.17]
["2018-08-26T11:00:00",1,2,5340.03]
["2018-08-26T12:00:00",1,2,3124.58]
["2018-08-26T13:00:00",1,2,4712.33]
["2018-08-26T14:00:00",1,2,3253.5]
["2018-08-26T15:00:00",1,2,2974.51]
["2018-08-26T16:00:00",1,2,1521.24]
["2018-08-26T17:00:00",1,2,705.76700000000005]
["2018-08-26T18:00:00",1,2,62.829900000000002]
["2018-08-26T19:00:00",1,2,0]
["2018-08-26T20:00:00",1,2,0]
["2018-08-26T21:00:00",1,2,0]
["2018-08-26T22:00:00",1,2,0]
["2018-08-26T23:00:00",1,2,0]
["2018-08-27",1,2,0]
["2018-08-27T01:00:00",1,2,0]
["2018-08-27T02:00:00",1,2,0]
["2018-08-27T03:00:00",1,2,0]
["2018-08-27T04:00:00",1,2,0]
["2018-08-27T05:00:00",1,2,0]
["2018-08-27T06:00:00",1,2,147.61099999999999]
["2018-08-27T07:00:00",1,2,499.36799999999999]
["2018-08-27T08:00:00",1,2,2487.36]
["2018-08-27T09:00:00",1,2,3230.19]
["2018-08-27T10:00:00",1,2,3031.3]
["2018-08-27T11:00:00",1,2,3047.76]
["2018-08-27T12:00:00",1,2,2460.1999999999998]
["2018-08-27T13:00:00",1,1,3685.36]
["2018-08-27T14:00:00",1,1,3245.22]
["2018-08-27T15:00:00",1,1,1667.85]
["2018-08-27T16:00:00",1,1,1763.17]
["2018-08-27T17:00:00",1,1,603.31299999999999]
["2018-08-27T18:00:00",1,2,48.192900000000002]
["2018-08-27T19:00:00",1,2,0]
["2018-08-27T20:00:00",1,2,0]
["2018-08-27T21:00:00",1,2,0]
["2018-08-27T22:00:00",1,2,0]
["2018-08-27T23:00:00",1,2,0]
["2018-08-28",1,2,0]
["2018-08-28T01:00:00",1,2,0]
["2018-08-28T02:00:00",1,2,0]
["2018-08-28T03:00:00",1,2,0]
["2018-08-28T04:00:00",1,2,0]
["2018-08-28T05:00:00",1,2,0]
["2018-08-28T06:00:00",1,2,246.42400000000001]
["2018-08-28T07:00:00",1,2,929.822]
["2018-08-28T08:00:00",1,2,1956.84]
["2018-08-28T09:00:00",1,2,2291.21]
["2018-08-28T10:00:00",1,2,3074.69]
["2018-08-28T11:00:00",1,2,3132.54]
["2018-08-28T12:00:00",1,2,3092.9]
["2018-08-28T13:00:00",1,1,2504.75]
["2018-08-28T14:00:00",1,1,3270.56]
["2018-08-28T15:00:00",1,1,2451.91]
["2018-08-28T16:00:00",1,1,681.18700000000001]
["2018-08-28T17:00:00",1,1,207.61600000000001]
["2018-08-28T18:00:00",1,2,144.44499999999999]
["2018-08-28T19:00:00",1,2,0]
["2018-08-28T20:00:00",1,2,0]
["2018-08-28T21:00:00",1,2,0]
["2018-08-28T22:00:00",1,2,0]
["2018-08-28T23:00:00",1,2,0]
["2018-08-29",1,2,0]
["2018-08-29T01:00:00",1,2,0]
["2018-08-29T02:00:00",1,2,0]
["2018-08-29T03:00:00",1,2,0]
["2018-08-29T04:00:00",1,2,0]
["2018-08-29T05:00:00",1,2,0]
["2018-08-29T06:00:00",1,2,262.45999999999998]
["2018-08-29T07:00:00",1,2,642.34100000000001]
["2018-08-29T08:00:00",1,2,1085.96]
["2018-08-29T09:00:00",1,2,1389.12]
["2018-08-29T10:00:00",1,2,2551.0500000000002]
["2018-08-29T11:00:00",1,2,2480.5300000000002]
["2018-08-29T12:00:00",1,2,3008.65]
["2018-08-29T13:00:00",1,1,3506.84]
["2018-08-29T14:00:00",1,1,2664.49]
["2018-08-29T15:00:00",1,1,1891.62]
["2018-08-29T16:00:00",1,1,588.53]
["2018-08-29T17:00:00",1,1,556.38400000000001]
["2018-08-29T18:00:00",1,2,71.903300000000002]
["2018-08-29T19:00:00",1,2,0]
["2018-08-29T20:00:00",1,2,0]
["2018-08-29T21:00:00",1,2,0]
["2018-08-29T22:00:00",1,2,0]
["2018-08-29T23:00:00",1,2,0]
["2018-08-30",1,2,0]
["2018-08-30T01:00:00",1,2,0]
["2018-08-30T02:00:00",1,2,0]
["2018-08-30T03:00:00",1,2,0]
["2018-08-30T04:00:00",1,2,0]
["2018-08-30T05:00:00",1,2,0]
["2018-08-30T06:00:00",1,2,253.542]
["2018-08-30T07:00:00",1,2,1312.65]
["2018-08-30T08:00:00",1,2,2826.36]
["2018-08-30T09:00:00",1,2,3794.53]
["2018-08-30T10:00:00",1,2,4530.09]
["2018-08-30T11:00:00",1,2,4023.94]
["2018-08-30T12:00:00",1,2,3240.56]
["2018-08-30T13:00:00",1,1,4774.76]
["2018-08-30T14:00:00",1,1,3926.67]
["2018-08-30T15:00:00",1,1,2384.46]
["2018-08-30T16:00:00",1,1,1947.17]
["2018-08-30T17:00:00",1,1,557.03499999999997]
["2018-08-30T18:00:00",1,2,25.9009]
["2018-08-30T19:00:00",1,2,0]
["2018-08-30T20:00:00",1,2,0]
["2018-08-30T21:00:00",1,2,0]
["2018-08-30T22:00:00",1,2,0]
["2018-08-30T23:00:00",1,2,0]
["2018-08-31",1,2,0]
["2018-08-31T01:00:00",1,2,0]
["2018-08-31T02:00:00",1,2,0]
["2018-08-31T03:00:00",1,2,0]
["2018-08-31T04:00:00",1,2,0]
["2018-08-31T05:00:00",1,2,0]
["2018-08-31T06:00:00",1,2,281.22399999999999]
["2018-08-31T07:00:00",1,2,1452.75]
["2018-08-31T08:00:00",1,2,2811.47]
["2018-08-31T09:00:00",1,2,4045.74]
["2018-08-31T10:00:00",1,2,4784.6000000000004]
["2018-08-31T11:00:00",1,2,5122.45]
["2018-08-31T12:00:00",1,2,4232.42]
["2018-08-31T13:00:00",1,1,4487.3500000000004]
["2018-08-31T14:00:00",1,1,4194.2700000000004]
["2018-08-31T15:00:00",1,1,3237.41]
["2018-08-31T16:00:00",1,1,1941.3]
["2018-08-31T17:00:00",1,1,262.75200000000001]
["2018-08-31T18:00:00",1,2,27.050599999999999]
["2018-08-31T19:00:00",1,2,0]
["2018-08-31T20:00:00",1,2,0]
["2018-08-31T21:00:00",1,2,0]
["2018-08-31T22:00:00",1,2,0]
["2018-08-31T23:00:00",1,2,0]
["2018-09-01",1,2,0]
["2018-09-01T01:00:00",1,2,0]
["2018-09-01T02:00:00",1,2,0]
["2018-09-01T03:00:00",1,2,0]
["2018-09-01T04:00:00",1,2,0]
["2018-09-01T05:00:00",1,2,0]
["2018-09-01T06:00:00",1,2,209.71700000000001]
["2018-09-01T07:00:00",1,2,1090.43]
["2018-09-01T08:00:00",1,2,956.69]
["2018-09-01T09:00:00",1,2,1083.54]
["2018-09-01T10:00:00",1,2,2990.75]
["2018-09-01T11:00:00",1,2,3345.17]
["2018-09-01T12:00:00",1,2,2438.91]
["2018-09-01T13:00:00",1,2,4264.71]
["2018-09-01T14:00:00",1,2,3398.7]
["2018-09-01T15:00:00",1,2,2478.23]
["2018-09-01T16:00:00",1,2,1142.26]
["2018-09-01T17:00:00",1,2,665.04399999999998]
["2018-09-01T18:00:00",1,2,61.448999999999998]
["2018-09-01T19:00:00",1,2,0]
["2018-09-01T20:00:00",1,2,0]
["2018-09-01T21:00:00",1,2,0]
["2018-09-01T22:00:00",1,2,0]
["2018-09-01T23:00:00",1,2,0]
["2018-09-02",1,2,0]
["2018-09-02T01:00:00",1,2,0]
["2018-09-02T02:00:00",1,2,0]
["2018-09-02T03:00:00",1,2,0]
["2018-09-02T04:00:00",1,2,0]
["2018-09-02T05:00:00",1,2,0]
["2018-09-02T06:00:00",1,2,128.749]
["2018-09-02T07:00:00",1,2,717.91200000000003]
["2018-09-02T08:00:00",1,2,672.88800000000003]
["2018-09-02T09:00:00",1,2,3656.07]
["2018-09-02T10:00:00",1,2,2504.73]
["2018-09-02T11:00:00",1,2,3576.94]
["2018-09-02T12:00:00",1,2,5222.97]
["2018-09-02T13:00:00",1,2,4274.22]
["2018-09-02T14:00:00",1,2,2559.1]
["2018-09-02T15:00:00",1,2,1900.68]
["2018-09-02T16:00:00",1,2,1685.88]
["2018-09-02T17:00:00",1,2,638.67100000000005]
["2018-09-02T18:00:00",1,2,77.455299999999994]
["2018-09-02T19:00:00",1,2,0]
["2018-09-02T20:00:00",1,2,0]
["2018-09-02T21:00:00",1,2,0]
["2018-09-02T22:00:00",1,2,0]
["2018-09-02T23:00:00",1,2,0]
["2018-09-03",1,2,0]
["2018-09-03T01:00:00",1,2,0]
["2018-09-03T02:00:00",1,2,0]
["2018-09-03T03:00:00",1,2,0]
["2018-09-03T04:00:00",1,2,0]
["2018-09-03T05:00:00",1,2,0]
["2018-09-03T06:00:00",1,2,190.26300000000001]
["2018-09-03T07:00:00",1,2,630.71900000000005]
["2018-09-03T08:00:00",1,2,1981.91]
["2018-09-03T09:00:00",1,2,1523.26]
["2018-09-03T10:00:00",1,2,3505.61]
["2018-09-03T11:00:00",1,2,2955.64]
["2018-09-03T12:00:00",1,2,1537.35]
["2018-09-03T13:00:00",1,1,1801.86]
["2018-09-03T14:00:00",1,1,2605.25]
["2018-09-03T15:00:00",1,1,1810.92]
["2018-09-03T16:00:00",1,1,1159.0999999999999]
["2018-09-03T17:00:00",1,1,619.96900000000005]
["2018-09-03T18:00:00",1,2,51.296799999999998]
["2018-09-03T19:00:00",1,2,0]
["2018-09-03T20:00:00",1,2,0]
["2018-09-03T21:00:00",1,2,0]
["2018-09-03T22:00:00",1,2,0]
["2018-09-03T23:00:00",1,2,0]
["2018-09-04",1,2,0]
["2018-09-04T01:00:00",1,2,0]
["2018-09-04T02:00:00",1,2,0]
["2018-09-04T03:00:00",1,2,0]
["2018-09-04T04:00:00",1,2,0]
["2018-09-04T05:00:00",1,2,0]
["2018-09-04T06:00:00",1,2,258.577]
["2018-09-04T07:00:00",1,2,1237.56]
["2018-09-04T08:00:00",1,2,2582.59]
["2018-09-04T09:00:00",1,2,3068.79]
["2018-09-04T10:00:00",1,2,2680.29]
["2018-09-04T11:00:00",1,2,2127.73]
["2018-09-04T12:00:00",1,2,1581.25]
["2018-09-04T13:00:00",1,1,1980.92]
["2018-09-04T14:00:00",1,1,2036.71]
["2018-09-04T15:00:00",1,1,1443.35]
["2018-09-04T16:00:00",1,1,844.7]
["2018-09-04T17:00:00",1,1,364.12900000000002]
["2018-09-04T18:00:00",1,2,32.632300000000001]
["2018-09-04T19:00:00",1,2,0]
["2018-09-04T20:00:00",1,2,0]
["2018-09-04T21:00:00",1,2,0]
["2018-09-04T22:00:00",1,2,0]
["2018-09-04T23:00:00",1,2,0]
["2018-09-05",1,2,0]
["2018-09-05T01:00:00",1,2,0]
["2018-09-05T02:00:00",1,2,0]
["2018-09-05T03:00:00",1,2,0]
["2018-09-05T04:00:00",1,2,0]
["2018-09-05T05:00:00",1,2,0]
["2018-09-05T06:00:00",1,2,207.28]
["2018-09-05T07:00:00",1,2,314.57100000000003]
["2018-09-05T08:00:00",1,2,720.54600000000005]
["2018-09-05T09:00:00",1,2,1145.26]
["2018-09-05T10:00:00",1,2,1486.7]
["2018-09-05T11:00:00",1,2,1243.24]
["2018-09-05T12:00:00",1,2,1359.12]
["2018-09-05T13:00:00",1,1,2093.85]
["2018-09-05T14:00:00",1,1,1171.33]
["2018-09-05T15:00:00",1,1,903.58900000000006]
["2018-09-05T16:00:00",1,1,978.14099999999996]
["2018-09-05T17:00:00",1,1,457.01799999999997]
["2018-09-05T18:00:00",1,2,40.476199999999999]
["2018-09-05T19:00:00",1,2,0]
["2018-09-05T20:00:00",1,2,0]
["2018-09-05T21:00:00",1,2,0]
["2018-09-05T22:00:00",1,2,0]
["2018-09-05T23:00:00",1,2,0]
["2018-09-06",1,2,0]
["2018-09-06T01:00:00",1,2,0]
["2018-09-06T02:00:00",1,2,0]
["2018-09-06T03:00:00",1,2,0]
["2018-09-06T04:00:00",1,2,0]
["2018-09-06T05:00:00",1,2,0]
["2018-09-06T06:00:00",1,2,172.71]
["2018-09-06T07:00:00",1,2,622.82799999999997]
["2018-09-06T08:00:00",1,2,1083.32]
["2018-09-06T09:00:00",1,2,1899.26]
["2018-09-06T10:00:00",1,2,1916.85]
["2018-09-06T11:00:00",1,2,2169.91]
["2018-09-06T12:00:00",1,2,2522.5700000000002]
["2018-09-06T13:00:00",1,1,2363.25]
["2018-09-06T14:00:00",1,1,1775.09]
["2018-09-06T15:00:00",1,1,3128.78]
["2018-09-06T16:00:00",1,1,1725.19]
["2018-09-06T17:00:00",1,1,587.88599999999997]
["2018-09-06T18:00:00",1,2,81.960800000000006]
["2018-09-06T19:00:00",1,2,0]
["2018-09-06T20:00:00",1,2,0]
["2018-09-06T21:00:00",1,2,0]
["2018-09-06T22:00:00",1,2,0]
["2018-09-06T23:00:00",1,2,0]
["2018-09-07",1,2,0]
["2018-09-07T01:00:00",1,2,0]
["2018-09-07T02:00:00",1,2,0]
["2018-09-07T03:00:00",1,2,0]
["2018-09-07T04:00:00",1,2,0]
["2018-09-07T05:00:00",1,2,0]
["2018-09-07T06:00:00",1,2,251.19399999999999]
["2018-09-07T07:00:00",1,2,1334.84]
["2018-09-07T08:00:00",1,2,2733.67]
["2018-09-07T09:00:00",1,2,3924.36]
["2018-09-07T10:00:00",1,2,4664.55]
["2018-09-07T11:00:00",1,2,4886.67]
["2018-09-07T12:00:00",1,2,3694.53]
["2018-09-07T13:00:00",1,1,3908.85]
["2018-09-07T14:00:00",1,1,4056.73]
["2018-09-07T15:00:00",1,1,3317.34]
["2018-09-07T16:00:00",1,1,1662.65]
["2018-09-07T17:00:00",1,1,615.322]
["2018-09-07T18:00:00",1,2,65.976399999999998]
["2018-09-07T19:00:00",1,2,0]
["2018-09-07T20:00:00",1,2,0]
["2018-09-07T21:00:00",1,2,0]
["2018-09-07T22:00:00",1,2,0]
["2018-09-07T23:00:00",1,2,0]
["2018-09-08",1,2,0]
["2018-09-08T01:00:00",1,2,0]
["2018-09-08T02:00:00",1,2,0]
["2018-09-08T03:00:00",1,2,0]
["2018-09-08T04:00:00",1,2,0]
["2018-09-08T05:00:00",1,2,0]
["2018-09-08T06:00:00",1,2,170.63399999999999]
["2018-09-08T07:00:00",1,2,573.86099999999999]
["2018-09-08T08:00:00",1,2,1113.73]
["2018-09-08T09:00:00",1,2,776.19]
["2018-09-08T10:00:00",1,2,1952.93]
["2018-09-08T11:00:00",1,2,1992.1]
["2018-09-08T12:00:00",1,2,2524.39]
["2018-09-08T13:00:00",1,2,2402.0300000000002]
["2018-09-08T14:00:00",1,2,1662.73]
["2018-09-08T15:00:00",1,2,1801.8]
["2018-09-08T16:00:00",1,2,604.428]
["2018-09-08T17:00:00",1,2,551.80799999999999]
["2018-09-08T18:00:00",1,2,34.443399999999997]
["2018-09-08T19:00:00",1,2,0]
["2018-09-08T20:00:00",1,2,0]
["2018-09-08T21:00:00",1,2,0]
["2018-09-08T22:00:00",1,2,0]
["2018-09-08T23:00:00",1,2,0]
["2018-09-09",1,2,0]
["2018-09-09T01:00:00",1,2,0]
["2018-09-09T02:00:00",1,2,0]
["2018-09-09T03:00:00",1,2,0]
["2018-09-09T04:00:00",1,2,0]
["2018-09-09T05:00:00",1,2,0]
["2018-09-09T06:00:00",1,2,242.22300000000001]
["2018-09-09T07:00:00",1,2,365.89600000000002]
["2018-09-09T08:00:00",1,2,1118.9100000000001]
["2018-09-09T09:00:00",1,2,1723.21]
["2018-09-09T10:00:00",1,2,2053.62]
["2018-09-09T11:00:00",1,2,2034.81]
["2018-09-09T12:00:00",1,2,2314.61]
["2018-09-09T13:00:00",1,2,2063.69]
["2018-09-09T14:00:00",1,2,1980.3]
["2018-09-09T15:00:00",1,2,1672.66]
["2018-09-09T16:00:00",1,2,1120.0999999999999]
["2018-09-09T17:00:00",1,2,467.42]
["2018-09-09T18:00:00",1,2,93.109800000000007]
["2018-09-09T19:00:00",1,2,0]
["2018-09-09T20:00:00",1,2,0]
["2018-09-09T21:00:00",1,2,0]
["2018-09-09T22:00:00",1,2,0]
["2018-09-09T23:00:00",1,2,0]
["2018-09-10",1,2,0]
["2018-09-10T01:00:00",1,2,0]
["2018-09-10T02:00:00",1,2,0]
["2018-09-10T03:00:00",1,2,0]
["2018-09-10T04:00:00",1,2,0]
["2018-09-10T05:00:00",1,2,0]
["2018-09-10T06:00:00",1,2,226.46]
["2018-09-10T07:00:00",1,2,733.39400000000001]
["2018-09-10T08:00:00",1,2,933.37599999999998]
["2018-09-10T09:00:00",1,2,1673.84]
["2018-09-10T10:00:00",1,2,1847.03]
["2018-09-10T11:00:00",1,2,4197.47]
["2018-09-10T12:00:00",1,2,2761.38]
["2018-09-10T13:00:00",1,1,2967.46]
["2018-09-10T14:00:00",1,1,3549.31]
["2018-09-10T15:00:00",1,1,3078.65]
["2018-09-10T16:00:00",1,1,2004.33]
["2018-09-10T17:00:00",1,1,615.75400000000002]
["2018-09-10T18:00:00",1,2,44.055599999999998]
["2018-09-10T19:00:00",1,2,0]
["2018-09-10T20:00:00",1,2,0]
["2018-09-10T21:00:00",1,2,0]
["2018-09-10T22:00:00",1,2,0]
["2018-09-10T23:00:00",1,2,0]
["2018-09-11",1,2,0]
["2018-09-11T01:00:00",1,2,0]
["2018-09-11T02:00:00",1,2,0]
["2018-09-11T03:00:00",1,2,0]
["2018-09-11T04:00:00",1,2,0]
["2018-09-11T05:00:00",1,2,0]
["2018-09-11T06:00:00",1,2,176.41800000000001]
["2018-09-11T07:00:00",1,2,1430.27]
["2018-09-11T08:00:00",1,2,1550.64]
["2018-09-11T09:00:00",1,2,2477.87]
["2018-09-11T10:00:00",1,2,2746.97]
["2018-09-11T11:00:00",1,2,4641.3100000000004]
["2018-09-11T12:00:00",1,2,2828.58]
["2018-09-11T13:00:00",1,1,4491.4799999999996]
["2018-09-11T14:00:00",1,1,4075.15]
["2018-09-11T15:00:00",1,1,1854.94]
["2018-09-11T16:00:00",1,1,1435.88]
["2018-09-11T17:00:00",1,1,618.32100000000003]
["2018-09-11T18:00:00",1,2,41.752699999999997]
["2018-09-11T19:00:00",1,2,0]
["2018-09-11T20:00:00",1,2,0]
["2018-09-11T21:00:00",1,2,0]
["2018-09-11T22:00:00",1,2,0]
["2018-09-11T23:00:00",1,2,0]
["2018-09-12",1,2,0]
["2018-09-12T01:00:00",1,2,0]
["2018-09-12T02:00:00",1,2,0]
["2018-09-12T03:00:00",1,2,0]
["2018-09-12T04:00:00",1,2,0]
["2018-09-12T05:00:00",1,2,0]
["2018-09-12T06:00:00",1,2,209.66399999999999]
["2018-09-12T07:00:00",1,2,460.34]
["2018-09-12T08:00:00",1,2,1043.52]
["2018-09-12T09:00:00",1,2,983.79]
["2018-09-12T10:00:00",1,2,2035.91]
["2018-09-12T11:00:00",1,2,2389.19]
["2018-09-12T12:00:00",1,2,2546.35]
["2018-09-12T13:00:00",1,1,3098.39]
["2018-09-12T14:00:00",1,1,3469.28]
["2018-09-12T15:00:00",1,1,1976.7]
["2018-09-12T16:00:00",1,1,973.46699999999998]
["2018-09-12T17:00:00",1,1,433.11799999999999]
["2018-09-12T18:00:00",1,2,20.203800000000001]
["2018-09-12T19:00:00",1,2,0]
["2018-09-12T20:00:00",1,2,0]
["2018-09-12T21:00:00",1,2,0]
["2018-09-12T22:00:00",1,2,0]
["2018-09-12T23:00:00",1,2,0]
["2018-09-13",1,2,0]
["2018-09-13T01:00:00",1,2,0]
["2018-09-13T02:00:00",1,2,0]
["2018-09-13T03:00:00",1,2,0]
["2018-09-13T04:00:00",1,2,0]
["2018-09-13T05:00:00",1,2,0]
["2018-09-13T06:00:00",1,2,214.74799999999999]
["2018-09-13T07:00:00",1,2,1181.81]
["2018-09-13T08:00:00",1,2,2644.08]
["2018-09-13T09:00:00",1,2,3889.83]
["2018-09-13T10:00:00",1,2,4656.07]
["2018-09-13T11:00:00",1,2,5129.42]
["2018-09-13T12:00:00",1,2,5170]
["2018-09-13T13:00:00",1,1,4720.1899999999996]
["2018-09-13T14:00:00",1,1,3325.9]
["2018-09-13T15:00:00",1,1,3012.98]
["2018-09-13T16:00:00",1,1,1649.09]
["2018-09-13T17:00:00",1,1,467.42899999999997]
["2018-09-13T18:00:00",1,2,41.781300000000002]
["2018-09-13T19:00:00",1,2,0]
["2018-09-13T20:00:00",1,2,0]
["2018-09-13T21:00:00",1,2,0]
["2018-09-13T22:00:00",1,2,0]
["2018-09-13T23:00:00",1,2,0]
["2018-09-14",1,2,0]
["2018-09-14T01:00:00",1,2,0]
["2018-09-14T02:00:00",1,2,0]
["2018-09-14T03:00:00",1,2,0]
["2018-09-14T04:00:00",1,2,0]
["2018-09-14T05:00:00",1,2,0]
["2018-09-14T06:00:00",1,2,223.006]
["2018-09-14T07:00:00",1,2,1323.73]
["2018-09-14T08:00:00",1,2,2792.03]
["2018-09-14T09:00:00",1,2,3991.27]
["2018-09-14T10:00:00",1,2,4909.43]
["2018-09-14T11:00:00",1,2,5359.69]
["2018-09-14T12:00:00",1,2,5431.61]
["2018-09-14T13:00:00",1,1,4971.0600000000004]
["2018-09-14T14:00:00",1,1,4296.3999999999996]
["2018-09-14T15:00:00",1,1,3184.05]
["2018-09-14T16:00:00",1,1,1766.73]
["2018-09-14T17:00:00",1,1,487.03199999999998]
["2018-09-14T18:00:00",1,2,23.656700000000001]
["2018-09-14T19:00:00",1,2,0]
["2018-09-14T20:00:00",1,2,0]
["2018-09-14T21:00:00",1,2,0]
["2018-09-14T22:00:00",1,2,0]
["2018-09-14T23:00:00",1,2,0]
["2018-09-15",1,2,0]
["2018-09-15T01:00:00",1,2,0]
["2018-09-15T02:00:00",1,2,0]
["2018-09-15T03:00:00",1,2,0]
["2018-09-15T04:00:00",1,2,0]
["2018-09-15T05:00:00",1,2,0]
["2018-09-15T06:00:00",1,2,242.953]
["2018-09-15T07:00:00",1,2,1414.58]
["2018-09-15T08:00:00",1,2,2705]
["2018-09-15T09:00:00",1,2,3371.22]
["2018-09-15T10:00:00",1,2,3052.8]
["2018-09-15T11:00:00",1,2,5292.95]
["2018-09-15T12:00:00",1,2,5315.79]
["2018-09-15T13:00:00",1,2,4217.58]
["2018-09-15T14:00:00",1,2,4375.83]
["2018-09-15T15:00:00",1,2,2746.01]
["2018-09-15T16:00:00",1,2,904.91800000000001]
["2018-09-15T17:00:00",1,2,485.84100000000001]
["2018-09-15T18:00:00",1,2,4.9933300000000003]
["2018-09-15T19:00:00",1,2,0]
["2018-09-15T20:00:00",1,2,0]
["2018-09-15T21:00:00",1,2,0]
["2018-09-15T22:00:00",1,2,0]
["2018-09-15T23:00:00",1,2,0]
["2018-09-16",1,2,0]
["2018-09-16T01:00:00",1,2,0]
["2018-09-16T02:00:00",1,2,0]
["2018-09-16T03:00:00",1,2,0]
["2018-09-16T04:00:00",1,2,0]
["2018-09-16T05:00:00",1,2,0]
["2018-09-16T06:00:00",1,2,180.32]
["2018-09-16T07:00:00",1,2,416.55200000000002]
["2018-09-16T08:00:00",1,2,2247.4899999999998]
["2018-09-16T09:00:00",1,2,2095.2800000000002]
["2018-09-16T10:00:00",1,2,3785.29]
["2018-09-16T11:00:00",1,2,4392.28]
["2018-09-16T12:00:00",1,2,5245.19]
["2018-09-16T13:00:00",1,2,5064.83]
["2018-09-16T14:00:00",1,2,4345.72]
["2018-09-16T15:00:00",1,2,3185.45]
["2018-09-16T16:00:00",1,2,1798.59]
["2018-09-16T17:00:00",1,2,489.92700000000002]
["2018-09-16T18:00:00",1,2,0]
["2018-09-16T19:00:00",1,2,0]
["2018-09-16T20:00:00",1,2,0]
["2018-09-16T21:00:00",1,2,0]
["2018-09-16T22:00:00",1,2,0]
["2018-09-16T23:00:00",1,2,0]
["2018-09-17",1,2,0]
["2018-09-17T01:00:00",1,2,0]
["2018-09-17T02:00:00",1,2,0]
["2018-09-17T03:00:00",1,2,0]
["2018-09-17T04:00:00",1,2,0]
["2018-09-17T05:00:00",1,2,0]
["2018-09-17T06:00:00",1,2,221.011]
["2018-09-17T07:00:00",1,2,1442.96]
["2018-09-17T08:00:00",1,2,2974.07]
["2018-09-17T09:00:00",1,2,4209.1099999999997]
["2018-09-17T10:00:00",1,2,5045.3900000000003]
["2018-09-17T11:00:00",1,2,4288.57]
["2018-09-17T12:00:00",1,2,5642.48]
["2018-09-17T13:00:00",1,1,5124.95]
["2018-09-17T14:00:00",1,1,4656.33]
["2018-09-17T15:00:00",1,1,3467.32]
["2018-09-17T16:00:00",1,1,1987.25]
["2018-09-17T17:00:00",1,1,523.85699999999997]
["2018-09-17T18:00:00",1,2,24.617699999999999]
["2018-09-17T19:00:00",1,2,0]
["2018-09-17T20:00:00",1,2,0]
["2018-09-17T21:00:00",1,2,0]
["2018-09-17T22:00:00",1,2,0]
["2018-09-17T23:00:00",1,2,0]
["2018-09-18",1,2,0]
["2018-09-18T01:00:00",1,2,0]
["2018-09-18T02:00:00",1,2,0]
["2018-09-18T03:00:00",1,2,0]
["2018-09-18T04:00:00",1,2,0]
["2018-09-18T05:00:00",1,2,0]
["2018-09-18T06:00:00",1,2,232.31299999999999]
["2018-09-18T07:00:00",1,2,1427.43]
["2018-09-18T08:00:00",1,2,2936.18]
["2018-09-18T09:00:00",1,2,4131.63]
["2018-09-18T10:00:00",1,2,3953.95]
["2018-09-18T11:00:00",1,2,1912.28]
["2018-09-18T12:00:00",1,2,3559.95]
["2018-09-18T13:00:00",1,1,5044.13]
["2018-09-18T14:00:00",1,1,4338.0200000000004]
["2018-09-18T15:00:00",1,1,2784.29]
["2018-09-18T16:00:00",1,1,1275.19]
["2018-09-18T17:00:00",1,1,332.15499999999997]
["2018-09-18T18:00:00",1,2,0]
["2018-09-18T19:00:00",1,2,0]
["2018-09-18T20:00:00",1,2,0]
["2018-09-18T21:00:00",1,2,0]
["2018-09-18T22:00:00",1,2,0]
["2018-09-18T23:00:00",1,2,0]
["2018-09-19",1,2,0]
["2018-09-19T01:00:00",1,2,0]
["2018-09-19T02:00:00",1,2,0]
["2018-09-19T03:00:00",1,2,0]
["2018-09-19T04:00:00",1,2,0]
["2018-09-19T05:00:00",1,2,0]
["2018-09-19T06:00:00",1,2,147.607]
["2018-09-19T07:00:00",1,2,503.39400000000001]
["2018-09-19T08:00:00",1,2,1794.9]
["2018-09-19T09:00:00",1,2,1893.5]
["2018-09-19T10:00:00",1,2,4771.76]
["2018-09-19T11:00:00",1,2,4812.63]
["2018-09-19T12:00:00",1,2,5338.73]
["2018-09-19T13:00:00",1,1,5244.79]
["2018-09-19T14:00:00",1,1,3158.78]
["2018-09-19T15:00:00",1,1,1665.52]
["2018-09-19T16:00:00",1,1,845.00199999999995]
["2018-09-19T17:00:00",1,1,291.94499999999999]
["2018-09-19T18:00:00",1,2,10.8665]
["2018-09-19T19:00:00",1,2,0]
["2018-09-19T20:00:00",1,2,0]
["2018-09-19T21:00:00",1,2,0]
["2018-09-19T22:00:00",1,2,0]
["2018-09-19T23:00:00",1,2,0]
["2018-09-20",1,2,0]
["2018-09-20T01:00:00",1,2,0]
["2018-09-20T02:00:00",1,2,0]
["2018-09-20T03:00:00",1,2,0]
["2018-09-20T04:00:00",1,2,0]
["2018-09-20T05:00:00",1,2,0]
["2018-09-20T06:00:00",1,2,178.62899999999999]
["2018-09-20T07:00:00",1,2,1406.83]
["2018-09-20T08:00:00",1,2,2948.39]
["2018-09-20T09:00:00",1,2,3922.37]
["2018-09-20T10:00:00",1,2,4861.16]
["2018-09-20T11:00:00",1,2,5229.08]
["2018-09-20T12:00:00",1,2,5047.05]
["2018-09-20T13:00:00",1,1,4088.92]
["2018-09-20T14:00:00",1,1,3201.44]
["2018-09-20T15:00:00",1,1,2645.9]
["2018-09-20T16:00:00",1,1,1563.45]
["2018-09-20T17:00:00",1,1,450.55599999999998]
["2018-09-20T18:00:00",1,2,0]
["2018-09-20T19:00:00",1,2,0]
["2018-09-20T20:00:00",1,2,0]
["2018-09-20T21:00:00",1,2,0]
["2018-09-20T22:00:00",1,2,0]
["2018-09-20T23:00:00",1,2,0]
["2018-09-21",1,2,0]
["2018-09-21T01:00:00",1,2,0]
["2018-09-21T02:00:00",1,2,0]
["2018-09-21T03:00:00",1,2,0]
["2018-09-21T04:00:00",1,2,0]
["2018-09-21T05:00:00",1,2,0]
["2018-09-21T06:00:00",1,2,195.08699999999999]
["2018-09-21T07:00:00",1,2,1142.26]
["2018-09-21T08:00:00",1,2,2517.39]
["2018-09-21T09:00:00",1,2,3836.57]
["2018-09-21T10:00:00",1,2,4745.83]
["2018-09-21T11:00:00",1,2,5227.49]
["2018-09-21T12:00:00",1,2,4870.8]
["2018-09-21T13:00:00",1,1,4595.16]
["2018-09-21T14:00:00",1,1,3646.64]
["2018-09-21T15:00:00",1,1,2643.86]
["2018-09-21T16:00:00",1,1,1371.78]
["2018-09-21T17:00:00",1,1,330.96499999999997]
["2018-09-21T18:00:00",1,2,0]
["2018-09-21T19:00:00",1,2,0]
["2018-09-21T20:00:00",1,2,0]
["2018-09-21T21:00:00",1,2,0]
["2018-09-21T22:00:00",1,2,0]
["2018-09-21T23:00:00",1,2,0]
["2018-09-22",1,2,0]
["2018-09-22T01:00:00",1,2,0]
["2018-09-22T02:00:00",1,2,0]
["2018-09-22T03:00:00",1,2,0]
["2018-09-22T04:00:00",1,2,0]
["2018-09-22T05:00:00",1,2,0]
["2018-09-22T06:00:00",1,2,153.67099999999999]
["2018-09-22T07:00:00",1,2,731.99]
["2018-09-22T08:00:00",1,2,989.99900000000002]
["2018-09-22T09:00:00",1,2,1552.6]
["2018-09-22T10:00:00",1,2,1901.87]
["2018-09-22T11:00:00",1,2,1940.38]
["2018-09-22T12:00:00",1,2,2338.5300000000002]
["2018-09-22T13:00:00",1,2,2752.16]
["2018-09-22T14:00:00",1,2,2562.14]
["2018-09-22T15:00:00",1,2,2805.66]
["2018-09-22T16:00:00",1,2,1544.97]
["2018-09-22T17:00:00",1,2,434.41699999999997]
["2018-09-22T18:00:00",1,2,0]
["2018-09-22T19:00:00",1,2,0]
["2018-09-22T20:00:00",1,2,0]
["2018-09-22T21:00:00",1,2,0]
["2018-09-22T22:00:00",1,2,0]
["2018-09-22T23:00:00",1,2,0]
["2018-09-23",1,2,0]
["2018-09-23T01:00:00",1,2,0]
["2018-09-23T02:00:00",1,2,0]
["2018-09-23T03:00:00",1,2,0]
["2018-09-23T04:00:00",1,2,0]
["2018-09-23T05:00:00",1,2,0]
["2018-09-23T06:00:00",1,2,140.655]
["2018-09-23T07:00:00",1,2,552.07899999999995]
["2018-09-23T08:00:00",1,2,995.346]
["2018-09-23T09:00:00",1,2,1248.3699999999999]
["2018-09-23T10:00:00",1,2,4273.88]
["2018-09-23T11:00:00",1,2,5288.1]
["2018-09-23T12:00:00",1,2,5213.34]
["2018-09-23T13:00:00",1,2,4783.55]
["2018-09-23T14:00:00",1,2,3767.46]
["2018-09-23T15:00:00",1,2,2604.3000000000002]
["2018-09-23T16:00:00",1,2,1333.56]
["2018-09-23T17:00:00",1,2,327.11599999999999]
["2018-09-23T18:00:00",1,2,0]
["2018-09-23T19:00:00",1,2,0]
["2018-09-23T20:00:00",1,2,0]
["2018-09-23T21:00:00",1,2,0]
["2018-09-23T22:00:00",1,2,0]
["2018-09-23T23:00:00",1,2,0]
["2018-09-24",1,2,0]
["2018-09-24T01:00:00",1,2,0]
["2018-09-24T02:00:00",1,2,0]
["2018-09-24T03:00:00",1,2,0]
["2018-09-24T04:00:00",1,2,0]
["2018-09-24T05:00:00",1,2,0]
["2018-09-24T06:00:00",1,2,185.52799999999999]
["2018-09-24T07:00:00",1,2,1064.26]
["2018-09-24T08:00:00",1,2,2278.61]
["2018-09-24T09:00:00",1,2,3496.69]
["2018-09-24T10:00:00",1,2,2508.13]
["2018-09-24T11:00:00",1,2,4289.1000000000004]
["2018-09-24T12:00:00",1,2,4862.59]
["2018-09-24T13:00:00",1,1,4580.57]
["2018-09-24T14:00:00",1,1,1859.61]
["2018-09-24T15:00:00",1,1,906.98]
["2018-09-24T16:00:00",1,1,1115.58]
["2018-09-24T17:00:00",1,1,293.61700000000002]
["2018-09-24T18:00:00",1,2,0]
["2018-09-24T19:00:00",1,2,0]
["2018-09-24T20:00:00",1,2,0]
["2018-09-24T21:00:00",1,2,0]
["2018-09-24T22:00:00",1,2,0]
["2018-09-24T23:00:00",1,2,0]
["2018-09-25",1,2,0]
["2018-09-25T01:00:00",1,2,0]
["2018-09-25T02:00:00",1,2,0]
["2018-09-25T03:00:00",1,2,0]
["2018-09-25T04:00:00",1,2,0]
["2018-09-25T05:00:00",1,2,0]
["2018-09-25T06:00:00",1,2,203.489]
["2018-09-25T07:00:00",1,2,1294.9100000000001]
["2018-09-25T08:00:00",1,2,2767]
["2018-09-25T09:00:00",1,2,3896.19]
["2018-09-25T10:00:00",1,2,4709.8999999999996]
["2018-09-25T11:00:00",1,2,5050.3500000000004]
["2018-09-25T12:00:00",1,2,5004.3]
["2018-09-25T13:00:00",1,1,4421.7299999999996]
["2018-09-25T14:00:00",1,1,3672.85]
["2018-09-25T15:00:00",1,1,2853.92]
["2018-09-25T16:00:00",1,1,1577.62]
["2018-09-25T17:00:00",1,1,322.88400000000001]
["2018-09-25T18:00:00",1,2,0]
["2018-09-25T19:00:00",1,2,0]
["2018-09-25T20:00:00",1,2,0]
["2018-09-25T21:00:00",1,2,0]
["2018-09-25T22:00:00",1,2,0]
["2018-09-25T23:00:00",1,2,0]
["2018-09-26",1,2,0]
["2018-09-26T01:00:00",1,2,0]
["2018-09-26T02:00:00",1,2,0]
["2018-09-26T03:00:00",1,2,0]
["2018-09-26T04:00:00",1,2,0]
["2018-09-26T05:00:00",1,2,0]
["2018-09-26T06:00:00",1,2,221.28800000000001]
["2018-09-26T07:00:00",1,2,1396.5]
["2018-09-26T08:00:00",1,2,2850.39]
["2018-09-26T09:00:00",1,2,3967.1]
["2018-09-26T10:00:00",1,2,4781.92]
["2018-09-26T11:00:00",1,2,5116.91]
["2018-09-26T12:00:00",1,2,4984.32]
["2018-09-26T13:00:00",1,1,4624.2]
["2018-09-26T14:00:00",1,1,4135.93]
["2018-09-26T15:00:00",1,1,2977.18]
["2018-09-26T16:00:00",1,1,1520.26]
["2018-09-26T17:00:00",1,1,305.33999999999997]
["2018-09-26T18:00:00",1,2,0]
["2018-09-26T19:00:00",1,2,0]
["2018-09-26T20:00:00",1,2,0]
["2018-09-26T21:00:00",1,2,0]
["2018-09-26T22:00:00",1,2,0]
["2018-09-26T23:00:00",1,2,0]
["2018-09-27",1,2,0]
["2018-09-27T01:00:00",1,2,0]
["2018-09-27T02:00:00",1,2,0]
["2018-09-27T03:00:00",1,2,0]
["2018-09-27T04:00:00",1,2,0]
["2018-09-27T05:00:00",1,2,0]
["2018-09-27T06:00:00",1,2,245.941]
["2018-09-27T07:00:00",1,2,1496.38]
["2018-09-27T08:00:00",1,2,2959.89]
["2018-09-27T09:00:00",1,2,3886.37]
["2018-09-27T10:00:00",1,2,4600.22]
["2018-09-27T11:00:00",1,2,4293.91]
["2018-09-27T12:00:00",1,2,4796.7700000000004]
["2018-09-27T13:00:00",1,1,4680.45]
["2018-09-27T14:00:00",1,1,3133.22]
["2018-09-27T15:00:00",1,1,2867.86]
["2018-09-27T16:00:00",1,1,888.78300000000002]
["2018-09-27T17:00:00",1,1,276.49700000000001]
["2018-09-27T18:00:00",1,2,0]
["2018-09-27T19:00:00",1,2,0]
["2018-09-27T20:00:00",1,2,0]
["2018-09-27T21:00:00",1,2,0]
["2018-09-27T22:00:00",1,2,0]
["2018-09-27T23:00:00",1,2,0]
["2018-09-28",1,2,0]
["2018-09-28T01:00:00",1,2,0]
["2018-09-28T02:00:00",1,2,0]
["2018-09-28T03:00:00",1,2,0]
["2018-09-28T04:00:00",1,2,0]
["2018-09-28T05:00:00",1,2,0]
["2018-09-28T06:00:00",1,2,148.36199999999999]
["2018-09-28T07:00:00",1,2,406.476]
["2018-09-28T08:00:00",1,2,689.524]
["2018-09-28T09:00:00",1,2,886.50599999999997]
["2018-09-28T10:00:00",1,2,1510.11]
["2018-09-28T11:00:00",1,2,2161.09]
["2018-09-28T12:00:00",1,2,1809.09]
["2018-09-28T13:00:00",1,1,3173.9]
["2018-09-28T14:00:00",1,1,3386.83]
["2018-09-28T15:00:00",1,1,2351.09]
["2018-09-28T16:00:00",1,1,736.50300000000004]
["2018-09-28T17:00:00",1,1,232.565]
["2018-09-28T18:00:00",1,2,0]
["2018-09-28T19:00:00",1,2,0]
["2018-09-28T20:00:00",1,2,0]
["2018-09-28T21:00:00",1,2,0]
["2018-09-28T22:00:00",1,2,0]
["2018-09-28T23:00:00",1,2,0]
["2018-09-29",1,2,0]
["2018-09-29T01:00:00",1,2,0]
["2018-09-29T02:00:00",1,2,0]
["2018-09-29T03:00:00",1,2,0]
["2018-09-29T04:00:00",1,2,0]
["2018-09-29T05:00:00",1,2,0]
["2018-09-29T06:00:00",1,2,196.745]
["2018-09-29T07:00:00",1,2,1290.23]
["2018-09-29T08:00:00",1,2,2785.05]
["2018-09-29T09:00:00",1,2,3884.43]
["2018-09-29T10:00:00",1,2,3877.29]
["2018-09-29T11:00:00",1,2,4610.01]
["2018-09-29T12:00:00",1,2,4978.41]
["2018-09-29T13:00:00",1,2,4122.72]
["2018-09-29T14:00:00",1,2,3313.63]
["2018-09-29T15:00:00",1,2,2477.91]
["2018-09-29T16:00:00",1,2,1487.16]
["2018-09-29T17:00:00",1,2,239.91900000000001]
["2018-09-29T18:00:00",1,2,0]
["2018-09-29T19:00:00",1,2,0]
["2018-09-29T20:00:00",1,2,0]
["2018-09-29T21:00:00",1,2,0]
["2018-09-29T22:00:00",1,2,0]
["2018-09-29T23:00:00",1,2,0]
["2018-09-30",1,2,0]
["2018-09-30T01:00:00",1,2,0]
["2018-09-30T02:00:00",1,2,0]
["2018-09-30T03:00:00",1,2,0]
["2018-09-30T04:00:00",1,2,0]
["2018-09-30T05:00:00",1,2,0]
["2018-09-30T06:00:00",1,2,91.096800000000002]
["2018-09-30T07:00:00",1,2,304.91000000000003]
["2018-09-30T08:00:00",1,2,904.54399999999998]
["2018-09-30T09:00:00",1,2,3836.9]
["2018-09-30T10:00:00",1,2,4573.58]
["2018-09-30T11:00:00",1,2,4447.22]
["2018-09-30T12:00:00",1,2,4869.8]
["2018-09-30T13:00:00",1,2,2400.83]
["2018-09-30T14:00:00",1,2,3666.25]
["2018-09-30T15:00:00",1,2,2831.9]
["2018-09-30T16:00:00",1,2,1436.44]
["2018-09-30T17:00:00",1,2,257.50299999999999]
["2018-09-30T18:00:00",1,2,0]
["2018-09-30T19:00:00",1,2,0]
["2018-09-30T20:00:00",1,2,0]
["2018-09-30T21:00:00",1,2,0]
["2018-09-30T22:00:00",1,2,0]
["2018-09-30T23:00:00",1,2,0]
["2018-10-01",1,2,0]
["2018-10-01T01:00:00",1,2,0]
["2018-10-01T02:00:00",1,2,0]
["2018-10-01T03:00:00",1,2,0]
["2018-10-01T04:00:00",1,2,0]
["2018-10-01T05:00:00",1,2,0]
["2018-10-01T06:00:00",1,1,0]
["2018-10-01T07:00:00",1,1,1552.21]
["2018-10-01T08:00:00",1,1,3001.94]
["2018-10-01T09:00:00",1,2,3967.17]
["2018-10-01T10:00:00",1,2,4899.7]
["2018-10-01T11:00:00",1,2,5260.74]
["2018-10-01T12:00:00",1,2,5194.8500000000004]
["2018-10-01T13:00:00",1,2,4898.55]
["2018-10-01T14:00:00",1,2,4119.3599999999997]
["2018-10-01T15:00:00",1,2,3099.45]
["2018-10-01T16:00:00",1,2,1650.53]
["2018-10-01T17:00:00",1,2,269.685]
["2018-10-01T18:00:00",1,2,0]
["2018-10-01T19:00:00",1,2,0]
["2018-10-01T20:00:00",1,2,0]
["2018-10-01T21:00:00",1,2,0]
["2018-10-01T22:00:00",1,2,0]
["2018-10-01T23:00:00",1,2,0]
["2018-10-02",1,2,0]
["2018-10-02T01:00:00",1,2,0]
["2018-10-02T02:00:00",1,2,0]
["2018-10-02T03:00:00",1,2,0]
["2018-10-02T04:00:00",1,2,0]
["2018-10-02T05:00:00",1,2,0]
["2018-10-02T06:00:00",1,1,0]
["2018-10-02T07:00:00",1,1,1555.06]
["2018-10-02T08:00:00",1,1,2908.95]
["2018-10-02T09:00:00",1,2,4184.29]
["2018-10-02T10:00:00",1,2,5004.18]
["2018-10-02T11:00:00",1,2,5327.55]
["2018-10-02T12:00:00",1,2,5477.97]
["2018-10-02T13:00:00",1,2,5118.2700000000004]
["2018-10-02T14:00:00",1,2,4318.3900000000003]
["2018-10-02T15:00:00",1,2,3048.18]
["2018-10-02T16:00:00",1,2,1659.64]
["2018-10-02T17:00:00",1,2,265.06900000000002]
["2018-10-02T18:00:00",1,2,0]
["2018-10-02T19:00:00",1,2,0]
["2018-10-02T20:00:00",1,2,0]
["2018-10-02T21:00:00",1,2,0]
["2018-10-02T22:00:00",1,2,0]
["2018-10-02T23:00:00",1,2,0]
["2018-10-03",1,2,0]
["2018-10-03T01:00:00",1,2,0]
["2018-10-03T02:00:00",1,2,0]
["2018-10-03T03:00:00",1,2,0]
["2018-10-03T04:00:00",1,2,0]
["2018-10-03T05:00:00",1,2,0]
["2018-10-03T06:00:00",1,1,0]
["2018-10-03T07:00:00",1,1,1417.23]
["2018-10-03T08:00:00",1,1,1083.06]
["2018-10-03T09:00:00",1,2,2015.32]
["2018-10-03T10:00:00",1,2,2650.71]
["2018-10-03T11:00:00",1,2,1887.04]
["2018-10-03T12:00:00",1,2,1819.61]
["2018-10-03T13:00:00",1,2,2646.94]
["2018-10-03T14:00:00",1,2,2207.08]
["2018-10-03T15:00:00",1,2,2278.5300000000002]
["2018-10-03T16:00:00",1,2,1338.89]
["2018-10-03T17:00:00",1,2,248.72300000000001]
["2018-10-03T18:00:00",1,2,0]
["2018-10-03T19:00:00",1,2,0]
["2018-10-03T20:00:00",1,2,0]
["2018-10-03T21:00:00",1,2,0]
["2018-10-03T22:00:00",1,2,0]
["2018-10-03T23:00:00",1,2,0]
["2018-10-04",1,2,0]
["2018-10-04T01:00:00",1,2,0]
["2018-10-04T02:00:00",1,2,0]
["2018-10-04T03:00:00",1,2,0]
["2018-10-04T04:00:00",1,2,0]
["2018-10-04T05:00:00",1,2,0]
["2018-10-04T06:00:00",1,1,0]
["2018-10-04T07:00:00",1,1,1477.08]
["2018-10-04T08:00:00",1,1,1754.56]
["2018-10-04T09:00:00",1,2,1409.06]
["2018-10-04T10:00:00",1,2,2995]
["2018-10-04T11:00:00",1,2,2132.17]
["2018-10-04T12:00:00",1,2,3315.99]
["2018-10-04T13:00:00",1,2,1431.08]
["2018-10-04T14:00:00",1,2,1305.92]
["2018-10-04T15:00:00",1,2,585.21699999999998]
["2018-10-04T16:00:00",1,2,296.64499999999998]
["2018-10-04T17:00:00",1,2,39.733699999999999]
["2018-10-04T18:00:00",1,2,0]
["2018-10-04T19:00:00",1,2,0]
["2018-10-04T20:00:00",1,2,0]
["2018-10-04T21:00:00",1,2,0]
["2018-10-04T22:00:00",1,2,0]
["2018-10-04T23:00:00",1,2,0]
["2018-10-05",1,2,0]
["2018-10-05T01:00:00",1,2,0]
["2018-10-05T02:00:00",1,2,0]
["2018-10-05T03:00:00",1,2,0]
["2018-10-05T04:00:00",1,2,0]
["2018-10-05T05:00:00",1,2,0]
["2018-10-05T06:00:00",1,1,0]
["2018-10-05T07:00:00",1,1,308.89299999999997]
["2018-10-05T08:00:00",1,1,332.51100000000002]
["2018-10-05T09:00:00",1,2,3493.04]
["2018-10-05T10:00:00",1,2,2687.45]
["2018-10-05T11:00:00",1,2,4709.3100000000004]
["2018-10-05T12:00:00",1,2,3907.78]
["2018-10-05T13:00:00",1,2,1495.06]
["2018-10-05T14:00:00",1,2,761.17899999999997]
["2018-10-05T15:00:00",1,2,2192.13]
["2018-10-05T16:00:00",1,2,327.53699999999998]
["2018-10-05T17:00:00",1,2,190.67599999999999]
["2018-10-05T18:00:00",1,2,0]
["2018-10-05T19:00:00",1,2,0]
["2018-10-05T20:00:00",1,2,0]
["2018-10-05T21:00:00",1,2,0]
["2018-10-05T22:00:00",1,2,0]
["2018-10-05T23:00:00",1,2,0]
["2018-10-06",1,2,0]
["2018-10-06T01:00:00",1,2,0]
["2018-10-06T02:00:00",1,2,0]
["2018-10-06T03:00:00",1,2,0]
["2018-10-06T04:00:00",1,2,0]
["2018-10-06T05:00:00",1,2,0]
["2018-10-06T06:00:00",1,2,100.774]
["2018-10-06T07:00:00",1,2,1361.36]
["2018-10-06T08:00:00",1,2,3042.13]
["2018-10-06T09:00:00",1,2,4017.67]
["2018-10-06T10:00:00",1,2,4834.9799999999996]
["2018-10-06T11:00:00",1,2,5343.32]
["2018-10-06T12:00:00",1,2,5351.16]
["2018-10-06T13:00:00",1,2,4860.6400000000003]
["2018-10-06T14:00:00",1,2,4266.07]
["2018-10-06T15:00:00",1,2,2940.38]
["2018-10-06T16:00:00",1,2,1516.94]
["2018-10-06T17:00:00",1,2,226.94200000000001]
["2018-10-06T18:00:00",1,2,0]
["2018-10-06T19:00:00",1,2,0]
["2018-10-06T20:00:00",1,2,0]
["2018-10-06T21:00:00",1,2,0]
["2018-10-06T22:00:00",1,2,0]
["2018-10-06T23:00:00",1,2,0]
["2018-10-07",1,2,0]
["2018-10-07T01:00:00",1,2,0]
["2018-10-07T02:00:00",1,2,0]
["2018-10-07T03:00:00",1,2,0]
["2018-10-07T04:00:00",1,2,0]
["2018-10-07T05:00:00",1,2,0]
["2018-10-07T06:00:00",1,2,109.89700000000001]
["2018-10-07T07:00:00",1,2,1579.11]
["2018-10-07T08:00:00",1,2,3130.11]
["2018-10-07T09:00:00",1,2,4204.04]
["2018-10-07T10:00:00",1,2,4918.32]
["2018-10-07T11:00:00",1,2,5443.51]
["2018-10-07T12:00:00",1,2,4952.53]
["2018-10-07T13:00:00",1,2,4447.87]
["2018-10-07T14:00:00",1,2,1599.82]
["2018-10-07T15:00:00",1,2,2535.59]
["2018-10-07T16:00:00",1,2,945.39]
["2018-10-07T17:00:00",1,2,177.38300000000001]
["2018-10-07T18:00:00",1,2,0]
["2018-10-07T19:00:00",1,2,0]
["2018-10-07T20:00:00",1,2,0]
["2018-10-07T21:00:00",1,2,0]
["2018-10-07T22:00:00",1,2,0]
["2018-10-07T23:00:00",1,2,0]
["2018-10-08",1,2,0]
["2018-10-08T01:00:00",1,2,0]
["2018-10-08T02:00:00",1,2,0]
["2018-10-08T03:00:00",1,2,0]
["2018-10-08T04:00:00",1,2,0]
["2018-10-08T05:00:00",1,2,0]
["2018-10-08T06:00:00",1,1,107.008]
["2018-10-08T07:00:00",1,1,1508.89]
["2018-10-08T08:00:00",1,1,3036.43]
["2018-10-08T09:00:00",1,2,4325.3100000000004]
["2018-10-08T10:00:00",1,2,5003.51]
["2018-10-08T11:00:00",1,2,5290.27]
["2018-10-08T12:00:00",1,2,5079.29]
["2018-10-08T13:00:00",1,2,4969.32]
["2018-10-08T14:00:00",1,2,4134.1400000000003]
["2018-10-08T15:00:00",1,2,2963.96]
["2018-10-08T16:00:00",1,2,1499.28]
["2018-10-08T17:00:00",1,2,177.09100000000001]
["2018-10-08T18:00:00",1,2,0]
["2018-10-08T19:00:00",1,2,0]
["2018-10-08T20:00:00",1,2,0]
["2018-10-08T21:00:00",1,2,0]
["2018-10-08T22:00:00",1,2,0]
["2018-10-08T23:00:00",1,2,0]
["2018-10-09",1,2,0]
["2018-10-09T01:00:00",1,2,0]
["2018-10-09T02:00:00",1,2,0]
["2018-10-09T03:00:00",1,2,0]
["2018-10-09T04:00:00",1,2,0]
["2018-10-09T05:00:00",1,2,0]
["2018-10-09T06:00:00",1,1,0]
["2018-10-09T07:00:00",1,1,547.38300000000004]
["2018-10-09T08:00:00",1,1,1870.58]
["2018-10-09T09:00:00",1,2,3515.84]
["2018-10-09T10:00:00",1,2,2957.44]
["2018-10-09T11:00:00",1,2,4622.43]
["2018-10-09T12:00:00",1,2,3563.75]
["2018-10-09T13:00:00",1,2,1180.1199999999999]
["2018-10-09T14:00:00",1,2,1364.06]
["2018-10-09T15:00:00",1,2,1222.8800000000001]
["2018-10-09T16:00:00",1,2,721.71299999999997]
["2018-10-09T17:00:00",1,2,9.4742200000000008]
["2018-10-09T18:00:00",1,2,0]
["2018-10-09T19:00:00",1,2,0]
["2018-10-09T20:00:00",1,2,0]
["2018-10-09T21:00:00",1,2,0]
["2018-10-09T22:00:00",1,2,0]
["2018-10-09T23:00:00",1,2,0]
["2018-10-10",1,2,0]
["2018-10-10T01:00:00",1,2,0]
["2018-10-10T02:00:00",1,2,0]
["2018-10-10T03:00:00",1,2,0]
["2018-10-10T04:00:00",1,2,0]
["2018-10-10T05:00:00",1,2,0]
["2018-10-10T06:00:00",1,1,0]
["2018-10-10T07:00:00",1,1,212.63399999999999]
["2018-10-10T08:00:00",1,1,785.74199999999996]
["2018-10-10T09:00:00",1,2,2081.19]
["2018-10-10T10:00:00",1,2,3221.42]
["2018-10-10T11:00:00",1,2,1333.68]
["2018-10-10T12:00:00",1,2,1466.61]
["2018-10-10T13:00:00",1,2,794.21799999999996]
["2018-10-10T14:00:00",1,2,482.51299999999998]
["2018-10-10T15:00:00",1,2,363.4]
["2018-10-10T16:00:00",1,2,437.61500000000001]
["2018-10-10T17:00:00",1,2,80.680199999999999]
["2018-10-10T18:00:00",1,2,0]
["2018-10-10T19:00:00",1,2,0]
["2018-10-10T20:00:00",1,2,0]
["2018-10-10T21:00:00",1,2,0]
["2018-10-10T22:00:00",1,2,0]
["2018-10-10T23:00:00",1,2,0]
["2018-10-11",1,2,0]
["2018-10-11T01:00:00",1,2,0]
["2018-10-11T02:00:00",1,2,0]
["2018-10-11T03:00:00",1,2,0]
["2018-10-11T04:00:00",1,2,0]
["2018-10-11T05:00:00",1,2,0]
["2018-10-11T06:00:00",1,1,0]
["2018-10-11T07:00:00",1,1,378.65800000000002]
["2018-10-11T08:00:00",1,1,787.39300000000003]
["2018-10-11T09:00:00",1,2,450.81900000000002]
["2018-10-11T10:00:00",1,2,580.50300000000004]
["2018-10-11T11:00:00",1,2,637.73099999999999]
["2018-10-11T12:00:00",1,2,651.07100000000003]
["2018-10-11T13:00:00",1,2,1417.42]
["2018-10-11T14:00:00",1,2,3816.24]
["2018-10-11T15:00:00",1,2,1415.78]
["2018-10-11T16:00:00",1,2,1156.3599999999999]
["2018-10-11T17:00:00",1,2,58.560299999999998]
["2018-10-11T18:00:00",1,2,0]
["2018-10-11T19:00:00",1,2,0]
["2018-10-11T20:00:00",1,2,0]
["2018-10-11T21:00:00",1,2,0]
["2018-10-11T22:00:00",1,2,0]
["2018-10-11T23:00:00",1,2,0]
["2018-10-12",1,2,0]
["2018-10-12T01:00:00",1,2,0]
["2018-10-12T02:00:00",1,2,0]
["2018-10-12T03:00:00",1,2,0]
["2018-10-12T04:00:00",1,2,0]
["2018-10-12T05:00:00",1,2,0]
["2018-10-12T06:00:00",1,1,0]
["2018-10-12T07:00:00",1,1,665.67600000000004]
["2018-10-12T08:00:00",1,1,1314.72]
["2018-10-12T09:00:00",1,2,2727.64]
["2018-10-12T10:00:00",1,2,2935.62]
["2018-10-12T11:00:00",1,2,2811.72]
["2018-10-12T12:00:00",1,2,4456.6000000000004]
["2018-10-12T13:00:00",1,2,4226.92]
["2018-10-12T14:00:00",1,2,3754.16]
["2018-10-12T15:00:00",1,2,1479.03]
["2018-10-12T16:00:00",1,2,705.18299999999999]
["2018-10-12T17:00:00",1,2,76.898300000000006]
["2018-10-12T18:00:00",1,2,0]
["2018-10-12T19:00:00",1,2,0]
["2018-10-12T20:00:00",1,2,0]
["2018-10-12T21:00:00",1,2,0]
["2018-10-12T22:00:00",1,2,0]
["2018-10-12T23:00:00",1,2,0]
["2018-10-13",1,2,0]
["2018-10-13T01:00:00",1,2,0]
["2018-10-13T02:00:00",1,2,0]
["2018-10-13T03:00:00",1,2,0]
["2018-10-13T04:00:00",1,2,0]
["2018-10-13T05:00:00",1,2,0]
["2018-10-13T06:00:00",1,2,0]
["2018-10-13T07:00:00",1,2,512.07299999999998]
["2018-10-13T08:00:00",1,2,679.322]
["2018-10-13T09:00:00",1,2,501.27499999999998]
["2018-10-13T10:00:00",1,2,779.87199999999996]
["2018-10-13T11:00:00",1,2,788.50400000000002]
["2018-10-13T12:00:00",1,2,697.05399999999997]
["2018-10-13T13:00:00",1,2,571.79499999999996]
["2018-10-13T14:00:00",1,2,456.07299999999998]
["2018-10-13T15:00:00",1,2,2429.94]
["2018-10-13T16:00:00",1,2,150.255]
["2018-10-13T17:00:00",1,2,0]
["2018-10-13T18:00:00",1,2,0]
["2018-10-13T19:00:00",1,2,0]
["2018-10-13T20:00:00",1,2,0]
["2018-10-13T21:00:00",1,2,0]
["2018-10-13T22:00:00",1,2,0]
["2018-10-13T23:00:00",1,2,0]
["2018-10-14",1,2,0]
["2018-10-14T01:00:00",1,2,0]
["2018-10-14T02:00:00",1,2,0]
["2018-10-14T03:00:00",1,2,0]
["2018-10-14T04:00:00",1,2,0]
["2018-10-14T05:00:00",1,2,0]
["2018-10-14T06:00:00",1,2,58.487099999999998]
["2018-10-14T07:00:00",1,2,1415.65]
["2018-10-14T08:00:00",1,2,2983.26]
["2018-10-14T09:00:00",1,2,4318.68]
["2018-10-14T10:00:00",1,2,5029.59]
["2018-10-14T11:00:00",1,2,5344.34]
["2018-10-14T12:00:00",1,2,5140.82]
["2018-10-14T13:00:00",1,2,4952.54]
["2018-10-14T14:00:00",1,2,4048.03]
["2018-10-14T15:00:00",1,2,3005.71]
["2018-10-14T16:00:00",1,2,1456.29]
["2018-10-14T17:00:00",1,2,87.842500000000001]
["2018-10-14T18:00:00",1,2,0]
["2018-10-14T19:00:00",1,2,0]
["2018-10-14T20:00:00",1,2,0]
["2018-10-14T21:00:00",1,2,0]
["2018-10-14T22:00:00",1,2,0]
["2018-10-14T23:00:00",1,2,0]
["2018-10-15",1,2,0]
["2018-10-15T01:00:00",1,2,0]
["2018-10-15T02:00:00",1,2,0]
["2018-10-15T03:00:00",1,2,0]
["2018-10-15T04:00:00",1,2,0]
["2018-10-15T05:00:00",1,2,0]
["2018-10-15T06:00:00",1,1,48.099299999999999]
["2018-10-15T07:00:00",1,1,1458.41]
["2018-10-15T08:00:00",1,1,3061.18]
["2018-10-15T09:00:00",1,2,4178.2]
["2018-10-15T10:00:00",1,2,5061.93]
["2018-10-15T11:00:00",1,2,5220.72]
["2018-10-15T12:00:00",1,2,5255.22]
["2018-10-15T13:00:00",1,2,4930.24]
["2018-10-15T14:00:00",1,2,4017.19]
["2018-10-15T15:00:00",1,2,2760.92]
["2018-10-15T16:00:00",1,2,600.46]
["2018-10-15T17:00:00",1,2,50.796199999999999]
["2018-10-15T18:00:00",1,2,0]
["2018-10-15T19:00:00",1,2,0]
["2018-10-15T20:00:00",1,2,0]
["2018-10-15T21:00:00",1,2,0]
["2018-10-15T22:00:00",1,2,0]
["2018-10-15T23:00:00",1,2,0]
["2018-10-16",1,2,0]
["2018-10-16T01:00:00",1,2,0]
["2018-10-16T02:00:00",1,2,0]
["2018-10-16T03:00:00",1,2,0]
["2018-10-16T04:00:00",1,2,0]
["2018-10-16T05:00:00",1,2,0]
["2018-10-16T06:00:00",1,1,0]
["2018-10-16T07:00:00",1,1,609.42200000000003]
["2018-10-16T08:00:00",1,1,1462.59]
["2018-10-16T09:00:00",1,2,3779.26]
["2018-10-16T10:00:00",1,2,4667.5600000000004]
["2018-10-16T11:00:00",1,2,2221.3000000000002]
["2018-10-16T12:00:00",1,2,2577.46]
["2018-10-16T13:00:00",1,2,4572.8900000000003]
["2018-10-16T14:00:00",1,2,2155.7800000000002]
["2018-10-16T15:00:00",1,2,916.75099999999998]
["2018-10-16T16:00:00",1,2,361.37200000000001]
["2018-10-16T17:00:00",1,2,0]
["2018-10-16T18:00:00",1,2,0]
["2018-10-16T19:00:00",1,2,0]
["2018-10-16T20:00:00",1,2,0]
["2018-10-16T21:00:00",1,2,0]
["2018-10-16T22:00:00",1,2,0]
["2018-10-16T23:00:00",1,2,0]
["2018-10-17",1,2,0]
["2018-10-17T01:00:00",1,2,0]
["2018-10-17T02:00:00",1,2,0]
["2018-10-17T03:00:00",1,2,0]
["2018-10-17T04:00:00",1,2,0]
["2018-10-17T05:00:00",1,2,0]
["2018-10-17T06:00:00",1,1,0]
["2018-10-17T07:00:00",1,1,174.24700000000001]
["2018-10-17T08:00:00",1,1,290.29899999999998]
["2018-10-17T09:00:00",1,2,459.06299999999999]
["2018-10-17T10:00:00",1,2,545.88199999999995]
["2018-10-17T11:00:00",1,2,605.75400000000002]
["2018-10-17T12:00:00",1,2,623.48500000000001]
["2018-10-17T13:00:00",1,2,539.58100000000002]
["2018-10-17T14:00:00",1,2,452.97899999999998]
["2018-10-17T15:00:00",1,2,273.17200000000003]
["2018-10-17T16:00:00",1,2,220.935]
["2018-10-17T17:00:00",1,2,0]
["2018-10-17T18:00:00",1,2,0]
["2018-10-17T19:00:00",1,2,0]
["2018-10-17T20:00:00",1,2,0]
["2018-10-17T21:00:00",1,2,0]
["2018-10-17T22:00:00",1,2,0]
["2018-10-17T23:00:00",1,2,0]
["2018-10-18",1,2,0]
["2018-10-18T01:00:00",1,2,0]
["2018-10-18T02:00:00",1,2,0]
["2018-10-18T03:00:00",1,2,0]
["2018-10-18T04:00:00",1,2,0]
["2018-10-18T05:00:00",1,2,0]
["2018-10-18T06:00:00",1,1,25.378499999999999]
["2018-10-18T07:00:00",1,1,1350.07]
["2018-10-18T08:00:00",1,1,2972.86]
["2018-10-18T09:00:00",1,2,4139.3599999999997]
["2018-10-18T10:00:00",1,2,4911.37]
["2018-10-18T11:00:00",1,2,5284.41]
["2018-10-18T12:00:00",1,2,4942.1499999999996]
["2018-10-18T13:00:00",1,2,4767.78]
["2018-10-18T14:00:00",1,2,3941.11]
["2018-10-18T15:00:00",1,2,2901.37]
["2018-10-18T16:00:00",1,2,1275.56]
["2018-10-18T17:00:00",1,2,23.062100000000001]
["2018-10-18T18:00:00",1,2,0]
["2018-10-18T19:00:00",1,2,0]
["2018-10-18T20:00:00",1,2,0]
["2018-10-18T21:00:00",1,2,0]
["2018-10-18T22:00:00",1,2,0]
["2018-10-18T23:00:00",1,2,0]
["2018-10-19",1,2,0]
["2018-10-19T01:00:00",1,2,0]
["2018-10-19T02:00:00",1,2,0]
["2018-10-19T03:00:00",1,2,0]
["2018-10-19T04:00:00",1,2,0]
["2018-10-19T05:00:00",1,2,0]
["2018-10-19T06:00:00",1,1,22.700099999999999]
["2018-10-19T07:00:00",1,1,1361.23]
["2018-10-19T08:00:00",1,1,2839.28]
["2018-10-19T09:00:00",1,2,3030.48]
["2018-10-19T10:00:00",1,2,3464.07]
["2018-10-19T11:00:00",1,2,2301.62]
["2018-10-19T12:00:00",1,2,1557.61]
["2018-10-19T13:00:00",1,2,1332.81]
["2018-10-19T14:00:00",1,2,865.21100000000001]
["2018-10-19T15:00:00",1,2,2384.9899999999998]
["2018-10-19T16:00:00",1,2,1122.57]
["2018-10-19T17:00:00",1,2,0]
["2018-10-19T18:00:00",1,2,0]
["2018-10-19T19:00:00",1,2,0]
["2018-10-19T20:00:00",1,2,0]
["2018-10-19T21:00:00",1,2,0]
["2018-10-19T22:00:00",1,2,0]
["2018-10-19T23:00:00",1,2,0]
["2018-10-20",1,2,0]
["2018-10-20T01:00:00",1,2,0]
["2018-10-20T02:00:00",1,2,0]
["2018-10-20T03:00:00",1,2,0]
["2018-10-20T04:00:00",1,2,0]
["2018-10-20T05:00:00",1,2,0]
["2018-10-20T06:00:00",1,2,0]
["2018-10-20T07:00:00",1,2,240.15600000000001]
["2018-10-20T08:00:00",1,2,432.911]
["2018-10-20T09:00:00",1,2,431.71699999999998]
["2018-10-20T10:00:00",1,2,643.98800000000006]
["2018-10-20T11:00:00",1,2,624.97699999999998]
["2018-10-20T12:00:00",1,2,606.54200000000003]
["2018-10-20T13:00:00",1,2,728.85699999999997]
["2018-10-20T14:00:00",1,2,888.84100000000001]
["2018-10-20T15:00:00",1,2,311.74]
["2018-10-20T16:00:00",1,2,198.39]
["2018-10-20T17:00:00",1,2,0]
["2018-10-20T18:00:00",1,2,0]
["2018-10-20T19:00:00",1,2,0]
["2018-10-20T20:00:00",1,2,0]
["2018-10-20T21:00:00",1,2,0]
["2018-10-20T22:00:00",1,2,0]
["2018-10-20T23:00:00",1,2,0]
["2018-10-21",1,2,0]
["2018-10-21T01:00:00",1,2,0]
["2018-10-21T02:00:00",1,2,0]
["2018-10-21T03:00:00",1,2,0]
["2018-10-21T04:00:00",1,2,0]
["2018-10-21T05:00:00",1,2,0]
["2018-10-21T06:00:00",1,2,0]
["2018-10-21T07:00:00",1,2,314.38200000000001]
["2018-10-21T08:00:00",1,2,1026.67]
["2018-10-21T09:00:00",1,2,3988.14]
["2018-10-21T10:00:00",1,2,4711.21]
["2018-10-21T11:00:00",1,2,5286.72]
["2018-10-21T12:00:00",1,2,5423.44]
["2018-10-21T13:00:00",1,2,4793.3999999999996]
["2018-10-21T14:00:00",1,2,3946.41]
["2018-10-21T15:00:00",1,2,2773.92]
["2018-10-21T16:00:00",1,2,1204.92]
["2018-10-21T17:00:00",1,2,0]
["2018-10-21T18:00:00",1,2,0]
["2018-10-21T19:00:00",1,2,0]
["2018-10-21T20:00:00",1,2,0]
["2018-10-21T21:00:00",1,2,0]
["2018-10-21T22:00:00",1,2,0]
["2018-10-21T23:00:00",1,2,0]
["2018-10-22",1,2,0]
["2018-10-22T01:00:00",1,2,0]
["2018-10-22T02:00:00",1,2,0]
["2018-10-22T03:00:00",1,2,0]
["2018-10-22T04:00:00",1,2,0]
["2018-10-22T05:00:00",1,2,0]
["2018-10-22T06:00:00",1,1,14.074400000000001]
["2018-10-22T07:00:00",1,1,1423.67]
["2018-10-22T08:00:00",1,1,2993.81]
["2018-10-22T09:00:00",1,2,4162.1000000000004]
["2018-10-22T10:00:00",1,2,5094.63]
["2018-10-22T11:00:00",1,2,5528.62]
["2018-10-22T12:00:00",1,2,5380.93]
["2018-10-22T13:00:00",1,2,4932.8100000000004]
["2018-10-22T14:00:00",1,2,4152.37]
["2018-10-22T15:00:00",1,2,2777.13]
["2018-10-22T16:00:00",1,2,1156.49]
["2018-10-22T17:00:00",1,2,0]
["2018-10-22T18:00:00",1,2,0]
["2018-10-22T19:00:00",1,2,0]
["2018-10-22T20:00:00",1,2,0]
["2018-10-22T21:00:00",1,2,0]
["2018-10-22T22:00:00",1,2,0]
["2018-10-22T23:00:00",1,2,0]
["2018-10-23",1,2,0]
["2018-10-23T01:00:00",1,2,0]
["2018-10-23T02:00:00",1,2,0]
["2018-10-23T03:00:00",1,2,0]
["2018-10-23T04:00:00",1,2,0]
["2018-10-23T05:00:00",1,2,0]
["2018-10-23T06:00:00",1,1,0]
["2018-10-23T07:00:00",1,1,1340.48]
["2018-10-23T08:00:00",1,1,2898.18]
["2018-10-23T09:00:00",1,2,4024.74]
["2018-10-23T10:00:00",1,2,5048.6099999999997]
["2018-10-23T11:00:00",1,2,5400.03]
["2018-10-23T12:00:00",1,2,5628.24]
["2018-10-23T13:00:00",1,2,4175.43]
["2018-10-23T14:00:00",1,2,1790.8]
["2018-10-23T15:00:00",1,2,2678.93]
["2018-10-23T16:00:00",1,2,1154.68]
["2018-10-23T17:00:00",1,2,0]
["2018-10-23T18:00:00",1,2,0]
["2018-10-23T19:00:00",1,2,0]
["2018-10-23T20:00:00",1,2,0]
["2018-10-23T21:00:00",1,2,0]
["2018-10-23T22:00:00",1,2,0]
["2018-10-23T23:00:00",1,2,0]
["2018-10-24",1,2,0]
["2018-10-24T01:00:00",1,2,0]
["2018-10-24T02:00:00",1,2,0]
["2018-10-24T03:00:00",1,2,0]
["2018-10-24T04:00:00",1,2,0]
["2018-10-24T05:00:00",1,2,0]
["2018-10-24T06:00:00",1,1,0]
["2018-10-24T07:00:00",1,1,1362.78]
["2018-10-24T08:00:00",1,1,3036.13]
["2018-10-24T09:00:00",1,2,4219.84]
["2018-10-24T10:00:00",1,2,3668.07]
["2018-10-24T11:00:00",1,2,1298.6199999999999]
["2018-10-24T12:00:00",1,2,4395.72]
["2018-10-24T13:00:00",1,2,2386.13]
["2018-10-24T14:00:00",1,2,2273.65]
["2018-10-24T15:00:00",1,2,2695.06]
["2018-10-24T16:00:00",1,2,1159.1300000000001]
["2018-10-24T17:00:00",1,2,0]
["2018-10-24T18:00:00",1,2,0]
["2018-10-24T19:00:00",1,2,0]
["2018-10-24T20:00:00",1,2,0]
["2018-10-24T21:00:00",1,2,0]
["2018-10-24T22:00:00",1,2,0]
["2018-10-24T23:00:00",1,2,0]
["2018-10-25",1,2,0]
["2018-10-25T01:00:00",1,2,0]
["2018-10-25T02:00:00",1,2,0]
["2018-10-25T03:00:00",1,2,0]
["2018-10-25T04:00:00",1,2,0]
["2018-10-25T05:00:00",1,2,0]
["2018-10-25T06:00:00",1,1,0]
["2018-10-25T07:00:00",1,1,1261.0899999999999]
["2018-10-25T08:00:00",1,1,2893.9]
["2018-10-25T09:00:00",1,2,3962.19]
["2018-10-25T10:00:00",1,2,5001.8900000000003]
["2018-10-25T11:00:00",1,2,5274.38]
["2018-10-25T12:00:00",1,2,5082.83]
["2018-10-25T13:00:00",1,2,4894.12]
["2018-10-25T14:00:00",1,2,3646.55]
["2018-10-25T15:00:00",1,2,2611.9299999999998]
["2018-10-25T16:00:00",1,2,1084.7]
["2018-10-25T17:00:00",1,2,0]
["2018-10-25T18:00:00",1,2,0]
["2018-10-25T19:00:00",1,2,0]
["2018-10-25T20:00:00",1,2,0]
["2018-10-25T21:00:00",1,2,0]
["2018-10-25T22:00:00",1,2,0]
["2018-10-25T23:00:00",1,2,0]
["2018-10-26",1,2,0]
["2018-10-26T01:00:00",1,2,0]
["2018-10-26T02:00:00",1,2,0]
["2018-10-26T03:00:00",1,2,0]
["2018-10-26T04:00:00",1,2,0]
["2018-10-26T05:00:00",1,2,0]
["2018-10-26T06:00:00",1,1,0]
["2018-10-26T07:00:00",1,1,1295.25]
["2018-10-26T08:00:00",1,1,3012.78]
["2018-10-26T09:00:00",1,2,4054.05]
["2018-10-26T10:00:00",1,2,4847.58]
["2018-10-26T11:00:00",1,2,5243.55]
["2018-10-26T12:00:00",1,2,5055.7299999999996]
["2018-10-26T13:00:00",1,2,4490.6499999999996]
["2018-10-26T14:00:00",1,2,3952.02]
["2018-10-26T15:00:00",1,2,2751.04]
["2018-10-26T16:00:00",1,2,1148.7]
["2018-10-26T17:00:00",1,2,0]
["2018-10-26T18:00:00",1,2,0]
["2018-10-26T19:00:00",1,2,0]
["2018-10-26T20:00:00",1,2,0]
["2018-10-26T21:00:00",1,2,0]
["2018-10-26T22:00:00",1,2,0]
["2018-10-26T23:00:00",1,2,0]
["2018-10-27",1,2,0]
["2018-10-27T01:00:00",1,2,0]
["2018-10-27T02:00:00",1,2,0]
["2018-10-27T03:00:00",1,2,0]
["2018-10-27T04:00:00",1,2,0]
["2018-10-27T05:00:00",1,2,0]
["2018-10-27T06:00:00",1,2,0]
["2018-10-27T07:00:00",1,2,1319.6]
["2018-10-27T08:00:00",1,2,2744.27]
["2018-10-27T09:00:00",1,2,3880.1]
["2018-10-27T10:00:00",1,2,4663.53]
["2018-10-27T11:00:00",1,2,5038.3100000000004]
["2018-10-27T12:00:00",1,2,4884.2]
["2018-10-27T13:00:00",1,2,4749.1099999999997]
["2018-10-27T14:00:00",1,2,3792.83]
["2018-10-27T15:00:00",1,2,2479.15]
["2018-10-27T16:00:00",1,2,996.39400000000001]
["2018-10-27T17:00:00",1,2,0]
["2018-10-27T18:00:00",1,2,0]
["2018-10-27T19:00:00",1,2,0]
["2018-10-27T20:00:00",1,2,0]
["2018-10-27T21:00:00",1,2,0]
["2018-10-27T22:00:00",1,2,0]
["2018-10-27T23:00:00",1,2,0]
["2018-10-28",1,2,0]
["2018-10-28T01:00:00",1,2,0]
["2018-10-28T02:00:00",1,2,0]
["2018-10-28T03:00:00",1,2,0]
["2018-10-28T04:00:00",1,2,0]
["2018-10-28T05:00:00",1,2,0]
["2018-10-28T06:00:00",1,2,0]
["2018-10-28T07:00:00",1,2,1217]
["2018-10-28T08:00:00",1,2,2679.52]
["2018-10-28T09:00:00",1,2,3918.74]
["2018-10-28T10:00:00",1,2,4319.8900000000003]
["2018-10-28T11:00:00",1,2,5110.01]
["2018-10-28T12:00:00",1,2,4644.5200000000004]
["2018-10-28T13:00:00",1,2,4364.58]
["2018-10-28T14:00:00",1,2,3605.06]
["2018-10-28T15:00:00",1,2,2450.89]
["2018-10-28T16:00:00",1,2,1016.6]
["2018-10-28T17:00:00",1,2,0]
["2018-10-28T18:00:00",1,2,0]
["2018-10-28T19:00:00",1,2,0]
["2018-10-28T20:00:00",1,2,0]
["2018-10-28T21:00:00",1,2,0]
["2018-10-28T22:00:00",1,2,0]
["2018-10-28T23:00:00",1,2,0]
["2018-10-29",1,2,0]
["2018-10-29T01:00:00",1,2,0]
["2018-10-29T02:00:00",1,2,0]
["2018-10-29T03:00:00",1,2,0]
["2018-10-29T04:00:00",1,2,0]
["2018-10-29T05:00:00",1,2,0]
["2018-10-29T06:00:00",1,1,0]
["2018-10-29T07:00:00",1,1,1114.3499999999999]
["2018-10-29T08:00:00",1,1,2686.73]
["2018-10-29T09:00:00",1,2,3731.53]
["2018-10-29T10:00:00",1,2,4624.74]
["2018-10-29T11:00:00",1,2,4980.34]
["2018-10-29T12:00:00",1,2,4787.16]
["2018-10-29T13:00:00",1,2,4470.84]
["2018-10-29T14:00:00",1,2,3642.44]
["2018-10-29T15:00:00",1,2,2291.1]
["2018-10-29T16:00:00",1,2,875.85]
["2018-10-29T17:00:00",1,2,0]
["2018-10-29T18:00:00",1,2,0]
["2018-10-29T19:00:00",1,2,0]
["2018-10-29T20:00:00",1,2,0]
["2018-10-29T21:00:00",1,2,0]
["2018-10-29T22:00:00",1,2,0]
["2018-10-29T23:00:00",1,2,0]
["2018-10-30",1,2,0]
["2018-10-30T01:00:00",1,2,0]
["2018-10-30T02:00:00",1,2,0]
["2018-10-30T03:00:00",1,2,0]
["2018-10-30T04:00:00",1,2,0]
["2018-10-30T05:00:00",1,2,0]
["2018-10-30T06:00:00",1,1,0]
["2018-10-30T07:00:00",1,1,907.45]
["2018-10-30T08:00:00",1,1,2625.42]
["2018-10-30T09:00:00",1,2,3627.7]
["2018-10-30T10:00:00",1,2,4557.03]
["2018-10-30T11:00:00",1,2,4948.7299999999996]
["2018-10-30T12:00:00",1,2,4813.26]
["2018-10-30T13:00:00",1,2,4115.71]
["2018-10-30T14:00:00",1,2,3221.8]
["2018-10-30T15:00:00",1,2,2204.73]
["2018-10-30T16:00:00",1,2,1011.4]
["2018-10-30T17:00:00",1,2,0]
["2018-10-30T18:00:00",1,2,0]
["2018-10-30T19:00:00",1,2,0]
["2018-10-30T20:00:00",1,2,0]
["2018-10-30T21:00:00",1,2,0]
["2018-10-30T22:00:00",1,2,0]
["2018-10-30T23:00:00",1,2,0]
["2018-10-31",1,2,0]
["2018-10-31T01:00:00",1,2,0]
["2018-10-31T02:00:00",1,2,0]
["2018-10-31T03:00:00",1,2,0]
["2018-10-31T04:00:00",1,2,0]
["2018-10-31T05:00:00",1,2,0]
["2018-10-31T06:00:00",1,1,0]
["2018-10-31T07:00:00",1,1,1069.3]
["2018-10-31T08:00:00",1,1,2665.15]
["2018-10-31T09:00:00",1,2,3529.97]
["2018-10-31T10:00:00",1,2,4579.28]
["2018-10-31T11:00:00",1,2,4421.6499999999996]
["2018-10-31T12:00:00",1,2,4649.1099999999997]
["2018-10-31T13:00:00",1,2,4356.0600000000004]
["2018-10-31T14:00:00",1,2,3426.2]
["2018-10-31T15:00:00",1,2,2395.42]
["2018-10-31T16:00:00",1,2,1008.28]
["2018-10-31T17:00:00",1,2,0]
["2018-10-31T18:00:00",1,2,0]
["2018-10-31T19:00:00",1,2,0]
["2018-10-31T20:00:00",1,2,0]
["2018-10-31T21:00:00",1,2,0]
["2018-10-31T22:00:00",1,2,0]
["2018-10-31T23:00:00",1,2,0]
["2018-11-01",1,2,0]
["2018-11-01T01:00:00",1,2,0]
["2018-11-01T02:00:00",1,2,0]
["2018-11-01T03:00:00",1,2,0]
["2018-11-01T04:00:00",1,2,0]
["2018-11-01T05:00:00",1,2,0]
["2018-11-01T06:00:00",1,1,0]
["2018-11-01T07:00:00",1,1,965.26700000000005]
["2018-11-01T08:00:00",1,1,2578.65]
["2018-11-01T09:00:00",1,2,3842]
["2018-11-01T10:00:00",1,2,4568]
["2018-11-01T11:00:00",1,2,4865.25]
["2018-11-01T12:00:00",1,2,4446.34]
["2018-11-01T13:00:00",1,2,2240.35]
["2018-11-01T14:00:00",1,2,1590.02]
["2018-11-01T15:00:00",1,2,1086.03]
["2018-11-01T16:00:00",1,2,195.69800000000001]
["2018-11-01T17:00:00",1,2,0]
["2018-11-01T18:00:00",1,2,0]
["2018-11-01T19:00:00",1,2,0]
["2018-11-01T20:00:00",1,2,0]
["2018-11-01T21:00:00",1,2,0]
["2018-11-01T22:00:00",1,2,0]
["2018-11-01T23:00:00",1,2,0]
["2018-11-02",1,2,0]
["2018-11-02T01:00:00",1,2,0]
["2018-11-02T02:00:00",1,2,0]
["2018-11-02T03:00:00",1,2,0]
["2018-11-02T04:00:00",1,2,0]
["2018-11-02T05:00:00",1,2,0]
["2018-11-02T06:00:00",1,1,0]
["2018-11-02T07:00:00",1,1,139.45599999999999]
["2018-11-02T08:00:00",1,1,1002.98]
["2018-11-02T09:00:00",1,2,838.93100000000004]
["2018-11-02T10:00:00",1,2,1291.8900000000001]
["2018-11-02T11:00:00",1,2,234.155]
["2018-11-02T12:00:00",1,2,302.00599999999997]
["2018-11-02T13:00:00",1,2,726.29600000000005]
["2018-11-02T14:00:00",1,2,574.72199999999998]
["2018-11-02T15:00:00",1,2,356.53800000000001]
["2018-11-02T16:00:00",1,2,0]
["2018-11-02T17:00:00",1,2,0]
["2018-11-02T18:00:00",1,2,0]
["2018-11-02T19:00:00",1,2,0]
["2018-11-02T20:00:00",1,2,0]
["2018-11-02T21:00:00",1,2,0]
["2018-11-02T22:00:00",1,2,0]
["2018-11-02T23:00:00",1,2,0]
["2018-11-03",1,2,0]
["2018-11-03T01:00:00",1,2,0]
["2018-11-03T02:00:00",1,2,0]
["2018-11-03T03:00:00",1,2,0]
["2018-11-03T04:00:00",1,2,0]
["2018-11-03T05:00:00",1,2,0]
["2018-11-03T06:00:00",1,2,0]
["2018-11-03T07:00:00",1,2,6.1507399999999999]
["2018-11-03T08:00:00",1,2,281.80599999999998]
["2018-11-03T09:00:00",1,2,1540.33]
["2018-11-03T10:00:00",1,2,3983.9]
["2018-11-03T11:00:00",1,2,5041.3100000000004]
["2018-11-03T12:00:00",1,2,5029.54]
["2018-11-03T13:00:00",1,2,3533.35]
["2018-11-03T14:00:00",1,2,3747.19]
["2018-11-03T15:00:00",1,2,1800.18]
["2018-11-03T16:00:00",1,2,723.08600000000001]
["2018-11-03T17:00:00",1,2,0]
["2018-11-03T18:00:00",1,2,0]
["2018-11-03T19:00:00",1,2,0]
["2018-11-03T20:00:00",1,2,0]
["2018-11-03T21:00:00",1,2,0]
["2018-11-03T22:00:00",1,2,0]
["2018-11-03T23:00:00",1,2,0]
["2018-11-04",1,2,0]
["2018-11-04T01:00:00",1,2,0]
["2018-11-04T02:00:00",1,2,0]
["2018-11-04T03:00:00",1,2,0]
["2018-11-04T04:00:00",1,2,0]
["2018-11-04T05:00:00",1,2,0]
["2018-11-04T06:00:00",1,2,0]
["2018-11-04T07:00:00",1,2,37.963000000000001]
["2018-11-04T08:00:00",1,2,336.286]
["2018-11-04T09:00:00",1,2,983.202]
["2018-11-04T10:00:00",1,2,1649.64]
["2018-11-04T11:00:00",1,2,2336.02]
["2018-11-04T12:00:00",1,2,3220.19]
["2018-11-04T13:00:00",1,2,4428.7700000000004]
["2018-11-04T14:00:00",1,2,3531.24]
["2018-11-04T15:00:00",1,2,1773]
["2018-11-04T16:00:00",1,2,594.88099999999997]
["2018-11-04T17:00:00",1,2,0]
["2018-11-04T18:00:00",1,2,0]
["2018-11-04T19:00:00",1,2,0]
["2018-11-04T20:00:00",1,2,0]
["2018-11-04T21:00:00",1,2,0]
["2018-11-04T22:00:00",1,2,0]
["2018-11-04T23:00:00",1,2,0]
["2018-11-05",1,2,0]
["2018-11-05T01:00:00",1,2,0]
["2018-11-05T02:00:00",1,2,0]
["2018-11-05T03:00:00",1,2,0]
["2018-11-05T04:00:00",1,2,0]
["2018-11-05T05:00:00",1,2,0]
["2018-11-05T06:00:00",1,1,0]
["2018-11-05T07:00:00",1,1,943.48199999999997]
["2018-11-05T08:00:00",1,1,2333.5700000000002]
["2018-11-05T09:00:00",1,2,3656.24]
["2018-11-05T10:00:00",1,2,4533.6000000000004]
["2018-11-05T11:00:00",1,2,4888.95]
["2018-11-05T12:00:00",1,2,4790.45]
["2018-11-05T13:00:00",1,2,4446.38]
["2018-11-05T14:00:00",1,2,3632.89]
["2018-11-05T15:00:00",1,2,2368.62]
["2018-11-05T16:00:00",1,2,826.05700000000002]
["2018-11-05T17:00:00",1,2,0]
["2018-11-05T18:00:00",1,2,0]
["2018-11-05T19:00:00",1,2,0]
["2018-11-05T20:00:00",1,2,0]
["2018-11-05T21:00:00",1,2,0]
["2018-11-05T22:00:00",1,2,0]
["2018-11-05T23:00:00",1,2,0]
["2018-11-06",1,2,0]
["2018-11-06T01:00:00",1,2,0]
["2018-11-06T02:00:00",1,2,0]
["2018-11-06T03:00:00",1,2,0]
["2018-11-06T04:00:00",1,2,0]
["2018-11-06T05:00:00",1,2,0]
["2018-11-06T06:00:00",1,1,0]
["2018-11-06T07:00:00",1,1,352.77699999999999]
["2018-11-06T08:00:00",1,1,1327.72]
["2018-11-06T09:00:00",1,2,1468.62]
["2018-11-06T10:00:00",1,2,2221.84]
["2018-11-06T11:00:00",1,2,1462.27]
["2018-11-06T12:00:00",1,2,1851.71]
["2018-11-06T13:00:00",1,2,1892.87]
["2018-11-06T14:00:00",1,2,1147.0899999999999]
["2018-11-06T15:00:00",1,2,559.99599999999998]
["2018-11-06T16:00:00",1,2,57.931100000000001]
["2018-11-06T17:00:00",1,2,0]
["2018-11-06T18:00:00",1,2,0]
["2018-11-06T19:00:00",1,2,0]
["2018-11-06T20:00:00",1,2,0]
["2018-11-06T21:00:00",1,2,0]
["2018-11-06T22:00:00",1,2,0]
["2018-11-06T23:00:00",1,2,0]
["2018-11-07",1,2,0]
["2018-11-07T01:00:00",1,2,0]
["2018-11-07T02:00:00",1,2,0]
["2018-11-07T03:00:00",1,2,0]
["2018-11-07T04:00:00",1,2,0]
["2018-11-07T05:00:00",1,2,0]
["2018-11-07T06:00:00",1,1,0]
["2018-11-07T07:00:00",1,1,41.896000000000001]
["2018-11-07T08:00:00",1,1,343.697]
["2018-11-07T09:00:00",1,2,545.31799999999998]
["2018-11-07T10:00:00",1,2,856.00900000000001]
["2018-11-07T11:00:00",1,2,2516.88]
["2018-11-07T12:00:00",1,2,4673.99]
["2018-11-07T13:00:00",1,2,3401.8]
["2018-11-07T14:00:00",1,2,1807.35]
["2018-11-07T15:00:00",1,2,2008.07]
["2018-11-07T16:00:00",1,2,179.05799999999999]
["2018-11-07T17:00:00",1,2,0]
["2018-11-07T18:00:00",1,2,0]
["2018-11-07T19:00:00",1,2,0]
["2018-11-07T20:00:00",1,2,0]
["2018-11-07T21:00:00",1,2,0]
["2018-11-07T22:00:00",1,2,0]
["2018-11-07T23:00:00",1,2,0]
["2018-11-08",1,2,0]
["2018-11-08T01:00:00",1,2,0]
["2018-11-08T02:00:00",1,2,0]
["2018-11-08T03:00:00",1,2,0]
["2018-11-08T04:00:00",1,2,0]
["2018-11-08T05:00:00",1,2,0]
["2018-11-08T06:00:00",1,1,0]
["2018-11-08T07:00:00",1,1,87.635000000000005]
["2018-11-08T08:00:00",1,1,308.755]
["2018-11-08T09:00:00",1,2,669.47900000000004]
["2018-11-08T10:00:00",1,2,549.67899999999997]
["2018-11-08T11:00:00",1,2,991.93100000000004]
["2018-11-08T12:00:00",1,2,1072.1400000000001]
["2018-11-08T13:00:00",1,2,1019.7]
["2018-11-08T14:00:00",1,2,625.25900000000001]
["2018-11-08T15:00:00",1,2,253.36]
["2018-11-08T16:00:00",1,2,0]
["2018-11-08T17:00:00",1,2,0]
["2018-11-08T18:00:00",1,2,0]
["2018-11-08T19:00:00",1,2,0]
["2018-11-08T20:00:00",1,2,0]
["2018-11-08T21:00:00",1,2,0]
["2018-11-08T22:00:00",1,2,0]
["2018-11-08T23:00:00",1,2,0]
["2018-11-09",1,2,0]
["2018-11-09T01:00:00",1,2,0]
["2018-11-09T02:00:00",1,2,0]
["2018-11-09T03:00:00",1,2,0]
["2018-11-09T04:00:00",1,2,0]
["2018-11-09T05:00:00",1,2,0]
["2018-11-09T06:00:00",1,1,0]
["2018-11-09T07:00:00",1,1,10.1983]
["2018-11-09T08:00:00",1,1,642.38]
["2018-11-09T09:00:00",1,2,741.48199999999997]
["2018-11-09T10:00:00",1,2,2163.4299999999998]
["2018-11-09T11:00:00",1,2,1421.35]
["2018-11-09T12:00:00",1,2,4646.67]
["2018-11-09T13:00:00",1,2,4336.63]
["2018-11-09T14:00:00",1,2,3123.81]
["2018-11-09T15:00:00",1,2,2120.9]
["2018-11-09T16:00:00",1,2,711.37300000000005]
["2018-11-09T17:00:00",1,2,0]
["2018-11-09T18:00:00",1,2,0]
["2018-11-09T19:00:00",1,2,0]
["2018-11-09T20:00:00",1,2,0]
["2018-11-09T21:00:00",1,2,0]
["2018-11-09T22:00:00",1,2,0]
["2018-11-09T23:00:00",1,2,0]
["2018-11-10",1,2,0]
["2018-11-10T01:00:00",1,2,0]
["2018-11-10T02:00:00",1,2,0]
["2018-11-10T03:00:00",1,2,0]
["2018-11-10T04:00:00",1,2,0]
["2018-11-10T05:00:00",1,2,0]
["2018-11-10T06:00:00",1,2,0]
["2018-11-10T07:00:00",1,2,977.274]
["2018-11-10T08:00:00",1,2,2647.34]
["2018-11-10T09:00:00",1,2,3991.52]
["2018-11-10T10:00:00",1,2,4860.2299999999996]
["2018-11-10T11:00:00",1,2,5254.67]
["2018-11-10T12:00:00",1,2,5108.51]
["2018-11-10T13:00:00",1,2,4710.05]
["2018-11-10T14:00:00",1,2,2847.73]
["2018-11-10T15:00:00",1,2,701.21199999999999]
["2018-11-10T16:00:00",1,2,156.09]
["2018-11-10T17:00:00",1,2,0]
["2018-11-10T18:00:00",1,2,0]
["2018-11-10T19:00:00",1,2,0]
["2018-11-10T20:00:00",1,2,0]
["2018-11-10T21:00:00",1,2,0]
["2018-11-10T22:00:00",1,2,0]
["2018-11-10T23:00:00",1,2,0]
["2018-11-11",1,2,0]
["2018-11-11T01:00:00",1,2,0]
["2018-11-11T02:00:00",1,2,0]
["2018-11-11T03:00:00",1,2,0]
["2018-11-11T04:00:00",1,2,0]
["2018-11-11T05:00:00",1,2,0]
["2018-11-11T06:00:00",1,2,0]
["2018-11-11T07:00:00",1,2,876.39700000000005]
["2018-11-11T08:00:00",1,2,2667.79]
["2018-11-11T09:00:00",1,2,3819.55]
["2018-11-11T10:00:00",1,2,4515.1000000000004]
["2018-11-11T11:00:00",1,2,5032.7299999999996]
["2018-11-11T12:00:00",1,2,4713.79]
["2018-11-11T13:00:00",1,2,4291.76]
["2018-11-11T14:00:00",1,2,3580.15]
["2018-11-11T15:00:00",1,2,2172.73]
["2018-11-11T16:00:00",1,2,573.12300000000005]
["2018-11-11T17:00:00",1,2,0]
["2018-11-11T18:00:00",1,2,0]
["2018-11-11T19:00:00",1,2,0]
["2018-11-11T20:00:00",1,2,0]
["2018-11-11T21:00:00",1,2,0]
["2018-11-11T22:00:00",1,2,0]
["2018-11-11T23:00:00",1,2,0]
["2018-11-12",1,2,0]
["2018-11-12T01:00:00",1,2,0]
["2018-11-12T02:00:00",1,2,0]
["2018-11-12T03:00:00",1,2,0]
["2018-11-12T04:00:00",1,2,0]
["2018-11-12T05:00:00",1,2,0]
["2018-11-12T06:00:00",1,1,0]
["2018-11-12T07:00:00",1,1,768.00300000000004]
["2018-11-12T08:00:00",1,1,2350.33]
["2018-11-12T09:00:00",1,2,3641.99]
["2018-11-12T10:00:00",1,2,4550.25]
["2018-11-12T11:00:00",1,2,4870.84]
["2018-11-12T12:00:00",1,2,4873.83]
["2018-11-12T13:00:00",1,2,4362.6899999999996]
["2018-11-12T14:00:00",1,2,3494.53]
["2018-11-12T15:00:00",1,2,2191.77]
["2018-11-12T16:00:00",1,2,677.89800000000002]
["2018-11-12T17:00:00",1,2,0]
["2018-11-12T18:00:00",1,2,0]
["2018-11-12T19:00:00",1,2,0]
["2018-11-12T20:00:00",1,2,0]
["2018-11-12T21:00:00",1,2,0]
["2018-11-12T22:00:00",1,2,0]
["2018-11-12T23:00:00",1,2,0]
["2018-11-13",1,2,0]
["2018-11-13T01:00:00",1,2,0]
["2018-11-13T02:00:00",1,2,0]
["2018-11-13T03:00:00",1,2,0]
["2018-11-13T04:00:00",1,2,0]
["2018-11-13T05:00:00",1,2,0]
["2018-11-13T06:00:00",1,1,0]
["2018-11-13T07:00:00",1,1,754.07899999999995]
["2018-11-13T08:00:00",1,1,2276.36]
["2018-11-13T09:00:00",1,2,3463.15]
["2018-11-13T10:00:00",1,2,4298.1000000000004]
["2018-11-13T11:00:00",1,2,4641.3500000000004]
["2018-11-13T12:00:00",1,2,4609.13]
["2018-11-13T13:00:00",1,2,3864.04]
["2018-11-13T14:00:00",1,2,3292.11]
["2018-11-13T15:00:00",1,2,2074.64]
["2018-11-13T16:00:00",1,2,644.70799999999997]
["2018-11-13T17:00:00",1,2,0]
["2018-11-13T18:00:00",1,2,0]
["2018-11-13T19:00:00",1,2,0]
["2018-11-13T20:00:00",1,2,0]
["2018-11-13T21:00:00",1,2,0]
["2018-11-13T22:00:00",1,2,0]
["2018-11-13T23:00:00",1,2,0]
["2018-11-14",1,2,0]
["2018-11-14T01:00:00",1,2,0]
["2018-11-14T02:00:00",1,2,0]
["2018-11-14T03:00:00",1,2,0]
["2018-11-14T04:00:00",1,2,0]
["2018-11-14T05:00:00",1,2,0]
["2018-11-14T06:00:00",1,1,0]
["2018-11-14T07:00:00",1,1,118.352]
["2018-11-14T08:00:00",1,1,522.28300000000002]
["2018-11-14T09:00:00",1,2,811.72299999999996]
["2018-11-14T10:00:00",1,2,3332.77]
["2018-11-14T11:00:00",1,2,4750.5200000000004]
["2018-11-14T12:00:00",1,2,4556.9399999999996]
["2018-11-14T13:00:00",1,2,3853.08]
["2018-11-14T14:00:00",1,2,1684.17]
["2018-11-14T15:00:00",1,2,722.24199999999996]
["2018-11-14T16:00:00",1,2,61.528599999999997]
["2018-11-14T17:00:00",1,2,0]
["2018-11-14T18:00:00",1,2,0]
["2018-11-14T19:00:00",1,2,0]
["2018-11-14T20:00:00",1,2,0]
["2018-11-14T21:00:00",1,2,0]
["2018-11-14T22:00:00",1,2,0]
["2018-11-14T23:00:00",1,2,0]
["2018-11-15",1,2,0]
["2018-11-15T01:00:00",1,2,0]
["2018-11-15T02:00:00",1,2,0]
["2018-11-15T03:00:00",1,2,0]
["2018-11-15T04:00:00",1,2,0]
["2018-11-15T05:00:00",1,2,0]
["2018-11-15T06:00:00",1,1,0]
["2018-11-15T07:00:00",1,1,214.233]
["2018-11-15T08:00:00",1,1,998.47299999999996]
["2018-11-15T09:00:00",1,2,1953.03]
["2018-11-15T10:00:00",1,2,2430.9299999999998]
["2018-11-15T11:00:00",1,2,1131.3900000000001]
["2018-11-15T12:00:00",1,2,1080.42]
["2018-11-15T13:00:00",1,2,1007.94]
["2018-11-15T14:00:00",1,2,585.25199999999995]
["2018-11-15T15:00:00",1,2,361.50200000000001]
["2018-11-15T16:00:00",1,2,155.495]
["2018-11-15T17:00:00",1,2,0]
["2018-11-15T18:00:00",1,2,0]
["2018-11-15T19:00:00",1,2,0]
["2018-11-15T20:00:00",1,2,0]
["2018-11-15T21:00:00",1,2,0]
["2018-11-15T22:00:00",1,2,0]
["2018-11-15T23:00:00",1,2,0]
["2018-11-16",1,2,0]
["2018-11-16T01:00:00",1,2,0]
["2018-11-16T02:00:00",1,2,0]
["2018-11-16T03:00:00",1,2,0]
["2018-11-16T04:00:00",1,2,0]
["2018-11-16T05:00:00",1,2,0]
["2018-11-16T06:00:00",1,1,0]
["2018-11-16T07:00:00",1,1,0]
["2018-11-16T08:00:00",1,1,194.94800000000001]
["2018-11-16T09:00:00",1,2,2378.06]
["2018-11-16T10:00:00",1,2,3937.4]
["2018-11-16T11:00:00",1,2,5463.68]
["2018-11-16T12:00:00",1,2,5354.11]
["2018-11-16T13:00:00",1,2,4947.16]
["2018-11-16T14:00:00",1,2,3581.76]
["2018-11-16T15:00:00",1,2,2574.59]
["2018-11-16T16:00:00",1,2,829.76499999999999]
["2018-11-16T17:00:00",1,2,0]
["2018-11-16T18:00:00",1,2,0]
["2018-11-16T19:00:00",1,2,0]
["2018-11-16T20:00:00",1,2,0]
["2018-11-16T21:00:00",1,2,0]
["2018-11-16T22:00:00",1,2,0]
["2018-11-16T23:00:00",1,2,0]
["2018-11-17",1,2,0]
["2018-11-17T01:00:00",1,2,0]
["2018-11-17T02:00:00",1,2,0]
["2018-11-17T03:00:00",1,2,0]
["2018-11-17T04:00:00",1,2,0]
["2018-11-17T05:00:00",1,2,0]
["2018-11-17T06:00:00",1,2,0]
["2018-11-17T07:00:00",1,2,926.327]
["2018-11-17T08:00:00",1,2,2674.28]
["2018-11-17T09:00:00",1,2,4078.73]
["2018-11-17T10:00:00",1,2,4890.8599999999997]
["2018-11-17T11:00:00",1,2,5318.79]
["2018-11-17T12:00:00",1,2,5462.2]
["2018-11-17T13:00:00",1,2,4783.34]
["2018-11-17T14:00:00",1,2,3777.6]
["2018-11-17T15:00:00",1,2,1741.35]
["2018-11-17T16:00:00",1,2,201.364]
["2018-11-17T17:00:00",1,2,0]
["2018-11-17T18:00:00",1,2,0]
["2018-11-17T19:00:00",1,2,0]
["2018-11-17T20:00:00",1,2,0]
["2018-11-17T21:00:00",1,2,0]
["2018-11-17T22:00:00",1,2,0]
["2018-11-17T23:00:00",1,2,0]
["2018-11-18",1,2,0]
["2018-11-18T01:00:00",1,2,0]
["2018-11-18T02:00:00",1,2,0]
["2018-11-18T03:00:00",1,2,0]
["2018-11-18T04:00:00",1,2,0]
["2018-11-18T05:00:00",1,2,0]
["2018-11-18T06:00:00",1,2,0]
["2018-11-18T07:00:00",1,2,649.07000000000005]
["2018-11-18T08:00:00",1,2,2125.2199999999998]
["2018-11-18T09:00:00",1,2,1044.56]
["2018-11-18T10:00:00",1,2,3109.63]
["2018-11-18T11:00:00",1,2,4410.92]
["2018-11-18T12:00:00",1,2,5122.6400000000003]
["2018-11-18T13:00:00",1,2,4483.4399999999996]
["2018-11-18T14:00:00",1,2,3860.06]
["2018-11-18T15:00:00",1,2,1367.24]
["2018-11-18T16:00:00",1,2,373.76299999999998]
["2018-11-18T17:00:00",1,2,0]
["2018-11-18T18:00:00",1,2,0]
["2018-11-18T19:00:00",1,2,0]
["2018-11-18T20:00:00",1,2,0]
["2018-11-18T21:00:00",1,2,0]
["2018-11-18T22:00:00",1,2,0]
["2018-11-18T23:00:00",1,2,0]
["2018-11-19",1,2,0]
["2018-11-19T01:00:00",1,2,0]
["2018-11-19T02:00:00",1,2,0]
["2018-11-19T03:00:00",1,2,0]
["2018-11-19T04:00:00",1,2,0]
["2018-11-19T05:00:00",1,2,0]
["2018-11-19T06:00:00",1,1,0]
["2018-11-19T07:00:00",1,1,111.804]
["2018-11-19T08:00:00",1,1,1245.76]
["2018-11-19T09:00:00",1,2,1417.98]
["2018-11-19T10:00:00",1,2,1970.36]
["2018-11-19T11:00:00",1,2,1856.84]
["2018-11-19T12:00:00",1,2,3514.11]
["2018-11-19T13:00:00",1,2,4662.66]
["2018-11-19T14:00:00",1,2,3635.65]
["2018-11-19T15:00:00",1,2,2358.4]
["2018-11-19T16:00:00",1,2,778.30100000000004]
["2018-11-19T17:00:00",1,2,0]
["2018-11-19T18:00:00",1,2,0]
["2018-11-19T19:00:00",1,2,0]
["2018-11-19T20:00:00",1,2,0]
["2018-11-19T21:00:00",1,2,0]
["2018-11-19T22:00:00",1,2,0]
["2018-11-19T23:00:00",1,2,0]
["2018-11-20",1,2,0]
["2018-11-20T01:00:00",1,2,0]
["2018-11-20T02:00:00",1,2,0]
["2018-11-20T03:00:00",1,2,0]
["2018-11-20T04:00:00",1,2,0]
["2018-11-20T05:00:00",1,2,0]
["2018-11-20T06:00:00",1,1,0]
["2018-11-20T07:00:00",1,1,762.16800000000001]
["2018-11-20T08:00:00",1,1,2632.89]
["2018-11-20T09:00:00",1,2,3103.49]
["2018-11-20T10:00:00",1,2,4012.98]
["2018-11-20T11:00:00",1,2,4594.88]
["2018-11-20T12:00:00",1,2,4992.92]
["2018-11-20T13:00:00",1,2,3889.23]
["2018-11-20T14:00:00",1,2,3073.45]
["2018-11-20T15:00:00",1,2,1724.62]
["2018-11-20T16:00:00",1,2,472.56799999999998]
["2018-11-20T17:00:00",1,2,0]
["2018-11-20T18:00:00",1,2,0]
["2018-11-20T19:00:00",1,2,0]
["2018-11-20T20:00:00",1,2,0]
["2018-11-20T21:00:00",1,2,0]
["2018-11-20T22:00:00",1,2,0]
["2018-11-20T23:00:00",1,2,0]
["2018-11-21",1,2,0]
["2018-11-21T01:00:00",1,2,0]
["2018-11-21T02:00:00",1,2,0]
["2018-11-21T03:00:00",1,2,0]
["2018-11-21T04:00:00",1,2,0]
["2018-11-21T05:00:00",1,2,0]
["2018-11-21T06:00:00",1,1,0]
["2018-11-21T07:00:00",1,1,826.97]
["2018-11-21T08:00:00",1,1,2564.37]
["2018-11-21T09:00:00",1,2,4023.09]
["2018-11-21T10:00:00",1,2,4950.75]
["2018-11-21T11:00:00",1,2,5376.3]
["2018-11-21T12:00:00",1,2,5267.81]
["2018-11-21T13:00:00",1,2,4820.3100000000004]
["2018-11-21T14:00:00",1,2,3823.06]
["2018-11-21T15:00:00",1,2,2386.9299999999998]
["2018-11-21T16:00:00",1,2,749.13599999999997]
["2018-11-21T17:00:00",1,2,0]
["2018-11-21T18:00:00",1,2,0]
["2018-11-21T19:00:00",1,2,0]
["2018-11-21T20:00:00",1,2,0]
["2018-11-21T21:00:00",1,2,0]
["2018-11-21T22:00:00",1,2,0]
["2018-11-21T23:00:00",1,2,0]
["2018-11-22",1,2,0]
["2018-11-22T01:00:00",1,2,0]
["2018-11-22T02:00:00",1,2,0]
["2018-11-22T03:00:00",1,2,0]
["2018-11-22T04:00:00",1,2,0]
["2018-11-22T05:00:00",1,2,0]
["2018-11-22T06:00:00",1,1,0]
["2018-11-22T07:00:00",1,1,1.23099]
["2018-11-22T08:00:00",1,1,273.02300000000002]
["2018-11-22T09:00:00",1,2,517.37599999999998]
["2018-11-22T10:00:00",1,2,1325.13]
["2018-11-22T11:00:00",1,2,865.09699999999998]
["2018-11-22T12:00:00",1,2,702.38]
["2018-11-22T13:00:00",1,2,363.51299999999998]
["2018-11-22T14:00:00",1,2,139.31200000000001]
["2018-11-22T15:00:00",1,2,368.92700000000002]
["2018-11-22T16:00:00",1,2,0]
["2018-11-22T17:00:00",1,2,0]
["2018-11-22T18:00:00",1,2,0]
["2018-11-22T19:00:00",1,2,0]
["2018-11-22T20:00:00",1,2,0]
["2018-11-22T21:00:00",1,2,0]
["2018-11-22T22:00:00",1,2,0]
["2018-11-22T23:00:00",1,2,0]
["2018-11-23",1,2,0]
["2018-11-23T01:00:00",1,2,0]
["2018-11-23T02:00:00",1,2,0]
["2018-11-23T03:00:00",1,2,0]
["2018-11-23T04:00:00",1,2,0]
["2018-11-23T05:00:00",1,2,0]
["2018-11-23T06:00:00",1,1,0]
["2018-11-23T07:00:00",1,1,14.1036]
["2018-11-23T08:00:00",1,1,1818.85]
["2018-11-23T09:00:00",1,2,1275.83]
["2018-11-23T10:00:00",1,2,2659.32]
["2018-11-23T11:00:00",1,2,1860.91]
["2018-11-23T12:00:00",1,2,1490.34]
["2018-11-23T13:00:00",1,2,1275.21]
["2018-11-23T14:00:00",1,2,2094.37]
["2018-11-23T15:00:00",1,2,1540.27]
["2018-11-23T16:00:00",1,2,345.69099999999997]
["2018-11-23T17:00:00",1,2,0]
["2018-11-23T18:00:00",1,2,0]
["2018-11-23T19:00:00",1,2,0]
["2018-11-23T20:00:00",1,2,0]
["2018-11-23T21:00:00",1,2,0]
["2018-11-23T22:00:00",1,2,0]
["2018-11-23T23:00:00",1,2,0]
["2018-11-24",1,2,0]
["2018-11-24T01:00:00",1,2,0]
["2018-11-24T02:00:00",1,2,0]
["2018-11-24T03:00:00",1,2,0]
["2018-11-24T04:00:00",1,2,0]
["2018-11-24T05:00:00",1,2,0]
["2018-11-24T06:00:00",1,2,0]
["2018-11-24T07:00:00",1,2,877.35199999999998]
["2018-11-24T08:00:00",1,2,2570.77]
["2018-11-24T09:00:00",1,2,4032.72]
["2018-11-24T10:00:00",1,2,4915.34]
["2018-11-24T11:00:00",1,2,5381.16]
["2018-11-24T12:00:00",1,2,5316.04]
["2018-11-24T13:00:00",1,2,4787.3500000000004]
["2018-11-24T14:00:00",1,2,3064.34]
["2018-11-24T15:00:00",1,2,643.83699999999999]
["2018-11-24T16:00:00",1,2,146.30600000000001]
["2018-11-24T17:00:00",1,2,0]
["2018-11-24T18:00:00",1,2,0]
["2018-11-24T19:00:00",1,2,0]
["2018-11-24T20:00:00",1,2,0]
["2018-11-24T21:00:00",1,2,0]
["2018-11-24T22:00:00",1,2,0]
["2018-11-24T23:00:00",1,2,0]
["2018-11-25",1,2,0]
["2018-11-25T01:00:00",1,2,0]
["2018-11-25T02:00:00",1,2,0]
["2018-11-25T03:00:00",1,2,0]
["2018-11-25T04:00:00",1,2,0]
["2018-11-25T05:00:00",1,2,0]
["2018-11-25T06:00:00",1,2,0]
["2018-11-25T07:00:00",1,2,644.65800000000002]
["2018-11-25T08:00:00",1,2,1705.92]
["2018-11-25T09:00:00",1,2,2378.34]
["2018-11-25T10:00:00",1,2,4687.2299999999996]
["2018-11-25T11:00:00",1,2,4961.26]
["2018-11-25T12:00:00",1,2,5122.8500000000004]
["2018-11-25T13:00:00",1,2,3553.13]
["2018-11-25T14:00:00",1,2,1062.6199999999999]
["2018-11-25T15:00:00",1,2,653.08699999999999]
["2018-11-25T16:00:00",1,2,89.155299999999997]
["2018-11-25T17:00:00",1,2,0]
["2018-11-25T18:00:00",1,2,0]
["2018-11-25T19:00:00",1,2,0]
["2018-11-25T20:00:00",1,2,0]
["2018-11-25T21:00:00",1,2,0]
["2018-11-25T22:00:00",1,2,0]
["2018-11-25T23:00:00",1,2,0]
["2018-11-26",1,2,0]
["2018-11-26T01:00:00",1,2,0]
["2018-11-26T02:00:00",1,2,0]
["2018-11-26T03:00:00",1,2,0]
["2018-11-26T04:00:00",1,2,0]
["2018-11-26T05:00:00",1,2,0]
["2018-11-26T06:00:00",1,1,0]
["2018-11-26T07:00:00",1,1,48.750900000000001]
["2018-11-26T08:00:00",1,1,347.73700000000002]
["2018-11-26T09:00:00",1,2,868.66800000000001]
["2018-11-26T10:00:00",1,2,1770.59]
["2018-11-26T11:00:00",1,2,2047.94]
["2018-11-26T12:00:00",1,2,1330.97]
["2018-11-26T13:00:00",1,2,1419.89]
["2018-11-26T14:00:00",1,2,1337.78]
["2018-11-26T15:00:00",1,2,854.11699999999996]
["2018-11-26T16:00:00",1,2,114.53100000000001]
["2018-11-26T17:00:00",1,2,0]
["2018-11-26T18:00:00",1,2,0]
["2018-11-26T19:00:00",1,2,0]
["2018-11-26T20:00:00",1,2,0]
["2018-11-26T21:00:00",1,2,0]
["2018-11-26T22:00:00",1,2,0]
["2018-11-26T23:00:00",1,2,0]
["2018-11-27",1,2,0]
["2018-11-27T01:00:00",1,2,0]
["2018-11-27T02:00:00",1,2,0]
["2018-11-27T03:00:00",1,2,0]
["2018-11-27T04:00:00",1,2,0]
["2018-11-27T05:00:00",1,2,0]
["2018-11-27T06:00:00",1,1,0]
["2018-11-27T07:00:00",1,1,288.67700000000002]
["2018-11-27T08:00:00",1,1,376.21100000000001]
["2018-11-27T09:00:00",1,2,743.98900000000003]
["2018-11-27T10:00:00",1,2,684.25400000000002]
["2018-11-27T11:00:00",1,2,1703.3]
["2018-11-27T12:00:00",1,2,1332.9]
["2018-11-27T13:00:00",1,2,571.51499999999999]
["2018-11-27T14:00:00",1,2,399.77199999999999]
["2018-11-27T15:00:00",1,2,846.697]
["2018-11-27T16:00:00",1,2,0]
["2018-11-27T17:00:00",1,2,0]
["2018-11-27T18:00:00",1,2,0]
["2018-11-27T19:00:00",1,2,0]
["2018-11-27T20:00:00",1,2,0]
["2018-11-27T21:00:00",1,2,0]
["2018-11-27T22:00:00",1,2,0]
["2018-11-27T23:00:00",1,2,0]
["2018-11-28",1,2,0]
["2018-11-28T01:00:00",1,2,0]
["2018-11-28T02:00:00",1,2,0]
["2018-11-28T03:00:00",1,2,0]
["2018-11-28T04:00:00",1,2,0]
["2018-11-28T05:00:00",1,2,0]
["2018-11-28T06:00:00",1,1,0]
["2018-11-28T07:00:00",1,1,0]
["2018-11-28T08:00:00",1,1,142.09399999999999]
["2018-11-28T09:00:00",1,2,378.97]
["2018-11-28T10:00:00",1,2,382.73399999999998]
["2018-11-28T11:00:00",1,2,392.46199999999999]
["2018-11-28T12:00:00",1,2,310.42]
["2018-11-28T13:00:00",1,2,636.62900000000002]
["2018-11-28T14:00:00",1,2,465.26499999999999]
["2018-11-28T15:00:00",1,2,321.30900000000003]
["2018-11-28T16:00:00",1,2,121.355]
["2018-11-28T17:00:00",1,2,0]
["2018-11-28T18:00:00",1,2,0]
["2018-11-28T19:00:00",1,2,0]
["2018-11-28T20:00:00",1,2,0]
["2018-11-28T21:00:00",1,2,0]
["2018-11-28T22:00:00",1,2,0]
["2018-11-28T23:00:00",1,2,0]
["2018-11-29",1,2,0]
["2018-11-29T01:00:00",1,2,0]
["2018-11-29T02:00:00",1,2,0]
["2018-11-29T03:00:00",1,2,0]
["2018-11-29T04:00:00",1,2,0]
["2018-11-29T05:00:00",1,2,0]
["2018-11-29T06:00:00",1,1,0]
["2018-11-29T07:00:00",1,1,39.303400000000003]
["2018-11-29T08:00:00",1,1,437.34899999999999]
["2018-11-29T09:00:00",1,2,1057.6400000000001]
["2018-11-29T10:00:00",1,2,2850.01]
["2018-11-29T11:00:00",1,2,4681.8100000000004]
["2018-11-29T12:00:00",1,2,3467.33]
["2018-11-29T13:00:00",1,2,2783.27]
["2018-11-29T14:00:00",1,2,3772.18]
["2018-11-29T15:00:00",1,2,2452.71]
["2018-11-29T16:00:00",1,2,703.303]
["2018-11-29T17:00:00",1,2,0]
["2018-11-29T18:00:00",1,2,0]
["2018-11-29T19:00:00",1,2,0]
["2018-11-29T20:00:00",1,2,0]
["2018-11-29T21:00:00",1,2,0]
["2018-11-29T22:00:00",1,2,0]
["2018-11-29T23:00:00",1,2,0]
["2018-11-30",1,2,0]
["2018-11-30T01:00:00",1,2,0]
["2018-11-30T02:00:00",1,2,0]
["2018-11-30T03:00:00",1,2,0]
["2018-11-30T04:00:00",1,2,0]
["2018-11-30T05:00:00",1,2,0]
["2018-11-30T06:00:00",1,1,0]
["2018-11-30T07:00:00",1,1,581.33000000000004]
["2018-11-30T08:00:00",1,1,2434.73]
["2018-11-30T09:00:00",1,2,3650.31]
["2018-11-30T10:00:00",1,2,4867.97]
["2018-11-30T11:00:00",1,2,5266.58]
["2018-11-30T12:00:00",1,2,5219.57]
["2018-11-30T13:00:00",1,2,4801.05]
["2018-11-30T14:00:00",1,2,3901.71]
["2018-11-30T15:00:00",1,2,2390.39]
["2018-11-30T16:00:00",1,2,729.74400000000003]
["2018-11-30T17:00:00",1,2,0]
["2018-11-30T18:00:00",1,2,0]
["2018-11-30T19:00:00",1,2,0]
["2018-11-30T20:00:00",1,2,0]
["2018-11-30T21:00:00",1,2,0]
["2018-11-30T22:00:00",1,2,0]
["2018-11-30T23:00:00",1,2,0]
["2018-12-01",1,2,0]
["2018-12-01T01:00:00",1,2,0]
["2018-12-01T02:00:00",1,2,0]
["2018-12-01T03:00:00",1,2,0]
["2018-12-01T04:00:00",1,2,0]
["2018-12-01T05:00:00",1,2,0]
["2018-12-01T06:00:00",1,2,0]
["2018-12-01T07:00:00",1,2,132.09100000000001]
["2018-12-01T08:00:00",1,2,708.68700000000001]
["2018-12-01T09:00:00",1,2,1083.5899999999999]
["2018-12-01T10:00:00",1,2,1533.82]
["2018-12-01T11:00:00",1,2,1951.09]
["2018-12-01T12:00:00",1,2,1923.72]
["2018-12-01T13:00:00",1,2,1569.26]
["2018-12-01T14:00:00",1,2,1249.74]
["2018-12-01T15:00:00",1,2,441.26900000000001]
["2018-12-01T16:00:00",1,2,106.92100000000001]
["2018-12-01T17:00:00",1,2,0]
["2018-12-01T18:00:00",1,2,0]
["2018-12-01T19:00:00",1,2,0]
["2018-12-01T20:00:00",1,2,0]
["2018-12-01T21:00:00",1,2,0]
["2018-12-01T22:00:00",1,2,0]
["2018-12-01T23:00:00",1,2,0]
["2018-12-02",1,2,0]
["2018-12-02T01:00:00",1,2,0]
["2018-12-02T02:00:00",1,2,0]
["2018-12-02T03:00:00",1,2,0]
["2018-12-02T04:00:00",1,2,0]
["2018-12-02T05:00:00",1,2,0]
["2018-12-02T06:00:00",1,2,0]
["2018-12-02T07:00:00",1,2,54.170900000000003]
["2018-12-02T08:00:00",1,2,372.06700000000001]
["2018-12-02T09:00:00",1,2,675.07500000000005]
["2018-12-02T10:00:00",1,2,857.12199999999996]
["2018-12-02T11:00:00",1,2,1612]
["2018-12-02T12:00:00",1,2,864.40200000000004]
["2018-12-02T13:00:00",1,2,810.31299999999999]
["2018-12-02T14:00:00",1,2,611.04499999999996]
["2018-12-02T15:00:00",1,2,817.42899999999997]
["2018-12-02T16:00:00",1,2,181.72800000000001]
["2018-12-02T17:00:00",1,2,0]
["2018-12-02T18:00:00",1,2,0]
["2018-12-02T19:00:00",1,2,0]
["2018-12-02T20:00:00",1,2,0]
["2018-12-02T21:00:00",1,2,0]
["2018-12-02T22:00:00",1,2,0]
["2018-12-02T23:00:00",1,2,0]
["2018-12-03",1,2,0]
["2018-12-03T01:00:00",1,2,0]
["2018-12-03T02:00:00",1,2,0]
["2018-12-03T03:00:00",1,2,0]
["2018-12-03T04:00:00",1,2,0]
["2018-12-03T05:00:00",1,2,0]
["2018-12-03T06:00:00",1,1,0]
["2018-12-03T07:00:00",1,1,483.58800000000002]
["2018-12-03T08:00:00",1,1,939.83100000000002]
["2018-12-03T09:00:00",1,2,3486.29]
["2018-12-03T10:00:00",1,2,3849.72]
["2018-12-03T11:00:00",1,2,4639.5]
["2018-12-03T12:00:00",1,2,4771.8999999999996]
["2018-12-03T13:00:00",1,2,3097]
["2018-12-03T14:00:00",1,2,2297.59]
["2018-12-03T15:00:00",1,2,1705.08]
["2018-12-03T16:00:00",1,2,652.09900000000005]
["2018-12-03T17:00:00",1,2,0]
["2018-12-03T18:00:00",1,2,0]
["2018-12-03T19:00:00",1,2,0]
["2018-12-03T20:00:00",1,2,0]
["2018-12-03T21:00:00",1,2,0]
["2018-12-03T22:00:00",1,2,0]
["2018-12-03T23:00:00",1,2,0]
["2018-12-04",1,2,0]
["2018-12-04T01:00:00",1,2,0]
["2018-12-04T02:00:00",1,2,0]
["2018-12-04T03:00:00",1,2,0]
["2018-12-04T04:00:00",1,2,0]
["2018-12-04T05:00:00",1,2,0]
["2018-12-04T06:00:00",1,1,0]
["2018-12-04T07:00:00",1,1,623.85599999999999]
["2018-12-04T08:00:00",1,1,2326.41]
["2018-12-04T09:00:00",1,2,2782.99]
["2018-12-04T10:00:00",1,2,4694.0200000000004]
["2018-12-04T11:00:00",1,2,4855.41]
["2018-12-04T12:00:00",1,2,5199.75]
["2018-12-04T13:00:00",1,2,4911.5]
["2018-12-04T14:00:00",1,2,3805.92]
["2018-12-04T15:00:00",1,2,2577.02]
["2018-12-04T16:00:00",1,2,931.36]
["2018-12-04T17:00:00",1,2,0]
["2018-12-04T18:00:00",1,2,0]
["2018-12-04T19:00:00",1,2,0]
["2018-12-04T20:00:00",1,2,0]
["2018-12-04T21:00:00",1,2,0]
["2018-12-04T22:00:00",1,2,0]
["2018-12-04T23:00:00",1,2,0]
["2018-12-05",1,2,0]
["2018-12-05T01:00:00",1,2,0]
["2018-12-05T02:00:00",1,2,0]
["2018-12-05T03:00:00",1,2,0]
["2018-12-05T04:00:00",1,2,0]
["2018-12-05T05:00:00",1,2,0]
["2018-12-05T06:00:00",1,1,0]
["2018-12-05T07:00:00",1,1,172.34700000000001]
["2018-12-05T08:00:00",1,1,1097.9000000000001]
["2018-12-05T09:00:00",1,2,3166.25]
["2018-12-05T10:00:00",1,2,4749.16]
["2018-12-05T11:00:00",1,2,5334.66]
["2018-12-05T12:00:00",1,2,3503.95]
["2018-12-05T13:00:00",1,2,4350.99]
["2018-12-05T14:00:00",1,2,3514.53]
["2018-12-05T15:00:00",1,2,2538.85]
["2018-12-05T16:00:00",1,2,893.33799999999997]
["2018-12-05T17:00:00",1,2,0]
["2018-12-05T18:00:00",1,2,0]
["2018-12-05T19:00:00",1,2,0]
["2018-12-05T20:00:00",1,2,0]
["2018-12-05T21:00:00",1,2,0]
["2018-12-05T22:00:00",1,2,0]
["2018-12-05T23:00:00",1,2,0]
["2018-12-06",1,2,0]
["2018-12-06T01:00:00",1,2,0]
["2018-12-06T02:00:00",1,2,0]
["2018-12-06T03:00:00",1,2,0]
["2018-12-06T04:00:00",1,2,0]
["2018-12-06T05:00:00",1,2,0]
["2018-12-06T06:00:00",1,1,0]
["2018-12-06T07:00:00",1,1,578.298]
["2018-12-06T08:00:00",1,1,2311.88]
["2018-12-06T09:00:00",1,2,3790.42]
["2018-12-06T10:00:00",1,2,4686.53]
["2018-12-06T11:00:00",1,2,5142.2]
["2018-12-06T12:00:00",1,2,5099.2700000000004]
["2018-12-06T13:00:00",1,2,4642.12]
["2018-12-06T14:00:00",1,2,3655.94]
["2018-12-06T15:00:00",1,2,2416.7800000000002]
["2018-12-06T16:00:00",1,2,850.80600000000004]
["2018-12-06T17:00:00",1,2,0]
["2018-12-06T18:00:00",1,2,0]
["2018-12-06T19:00:00",1,2,0]
["2018-12-06T20:00:00",1,2,0]
["2018-12-06T21:00:00",1,2,0]
["2018-12-06T22:00:00",1,2,0]
["2018-12-06T23:00:00",1,2,0]
["2018-12-07",1,2,0]
["2018-12-07T01:00:00",1,2,0]
["2018-12-07T02:00:00",1,2,0]
["2018-12-07T03:00:00",1,2,0]
["2018-12-07T04:00:00",1,2,0]
["2018-12-07T05:00:00",1,2,0]
["2018-12-07T06:00:00",1,1,0]
["2018-12-07T07:00:00",1,1,597.52800000000002]
["2018-12-07T08:00:00",1,1,2298.2800000000002]
["2018-12-07T09:00:00",1,2,3218.84]
["2018-12-07T10:00:00",1,2,4227.03]
["2018-12-07T11:00:00",1,2,1237.18]
["2018-12-07T12:00:00",1,2,1137.9100000000001]
["2018-12-07T13:00:00",1,2,3952.89]
["2018-12-07T14:00:00",1,2,2128.39]
["2018-12-07T15:00:00",1,2,1426.32]
["2018-12-07T16:00:00",1,2,513.71400000000006]
["2018-12-07T17:00:00",1,2,0]
["2018-12-07T18:00:00",1,2,0]
["2018-12-07T19:00:00",1,2,0]
["2018-12-07T20:00:00",1,2,0]
["2018-12-07T21:00:00",1,2,0]
["2018-12-07T22:00:00",1,2,0]
["2018-12-07T23:00:00",1,2,0]
["2018-12-08",1,2,0]
["2018-12-08T01:00:00",1,2,0]
["2018-12-08T02:00:00",1,2,0]
["2018-12-08T03:00:00",1,2,0]
["2018-12-08T04:00:00",1,2,0]
["2018-12-08T05:00:00",1,2,0]
["2018-12-08T06:00:00",1,2,0]
["2018-12-08T07:00:00",1,2,67.037499999999994]
["2018-12-08T08:00:00",1,2,380.608]
["2018-12-08T09:00:00",1,2,626.71100000000001]
["2018-12-08T10:00:00",1,2,745.24199999999996]
["2018-12-08T11:00:00",1,2,1602.75]
["2018-12-08T12:00:00",1,2,877.77300000000002]
["2018-12-08T13:00:00",1,2,751.41899999999998]
["2018-12-08T14:00:00",1,2,681.91499999999996]
["2018-12-08T15:00:00",1,2,325.29199999999997]
["2018-12-08T16:00:00",1,2,226.364]
["2018-12-08T17:00:00",1,2,0]
["2018-12-08T18:00:00",1,2,0]
["2018-12-08T19:00:00",1,2,0]
["2018-12-08T20:00:00",1,2,0]
["2018-12-08T21:00:00",1,2,0]
["2018-12-08T22:00:00",1,2,0]
["2018-12-08T23:00:00",1,2,0]
["2018-12-09",1,2,0]
["2018-12-09T01:00:00",1,2,0]
["2018-12-09T02:00:00",1,2,0]
["2018-12-09T03:00:00",1,2,0]
["2018-12-09T04:00:00",1,2,0]
["2018-12-09T05:00:00",1,2,0]
["2018-12-09T06:00:00",1,2,0]
["2018-12-09T07:00:00",1,2,171.29300000000001]
["2018-12-09T08:00:00",1,2,668.02300000000002]
["2018-12-09T09:00:00",1,2,1647.14]
["2018-12-09T10:00:00",1,2,1786.23]
["2018-12-09T11:00:00",1,2,2012.2]
["2018-12-09T12:00:00",1,2,1914.33]
["2018-12-09T13:00:00",1,2,1896]
["2018-12-09T14:00:00",1,2,2953.83]
["2018-12-09T15:00:00",1,2,912.34900000000005]
["2018-12-09T16:00:00",1,2,203.18899999999999]
["2018-12-09T17:00:00",1,2,0]
["2018-12-09T18:00:00",1,2,0]
["2018-12-09T19:00:00",1,2,0]
["2018-12-09T20:00:00",1,2,0]
["2018-12-09T21:00:00",1,2,0]
["2018-12-09T22:00:00",1,2,0]
["2018-12-09T23:00:00",1,2,0]
["2018-12-10",1,2,0]
["2018-12-10T01:00:00",1,2,0]
["2018-12-10T02:00:00",1,2,0]
["2018-12-10T03:00:00",1,2,0]
["2018-12-10T04:00:00",1,2,0]
["2018-12-10T05:00:00",1,2,0]
["2018-12-10T06:00:00",1,1,0]
["2018-12-10T07:00:00",1,1,66.624899999999997]
["2018-12-10T08:00:00",1,1,372.73]
["2018-12-10T09:00:00",1,2,1125.1199999999999]
["2018-12-10T10:00:00",1,2,2707.43]
["2018-12-10T11:00:00",1,2,2955.01]
["2018-12-10T12:00:00",1,2,3918.48]
["2018-12-10T13:00:00",1,2,2844.9]
["2018-12-10T14:00:00",1,2,3382.22]
["2018-12-10T15:00:00",1,2,554.90599999999995]
["2018-12-10T16:00:00",1,2,212.839]
["2018-12-10T17:00:00",1,2,0]
["2018-12-10T18:00:00",1,2,0]
["2018-12-10T19:00:00",1,2,0]
["2018-12-10T20:00:00",1,2,0]
["2018-12-10T21:00:00",1,2,0]
["2018-12-10T22:00:00",1,2,0]
["2018-12-10T23:00:00",1,2,0]
["2018-12-11",1,2,0]
["2018-12-11T01:00:00",1,2,0]
["2018-12-11T02:00:00",1,2,0]
["2018-12-11T03:00:00",1,2,0]
["2018-12-11T04:00:00",1,2,0]
["2018-12-11T05:00:00",1,2,0]
["2018-12-11T06:00:00",1,1,0]
["2018-12-11T07:00:00",1,1,6.2342700000000004]
["2018-12-11T08:00:00",1,1,269.55500000000001]
["2018-12-11T09:00:00",1,2,503.80900000000003]
["2018-12-11T10:00:00",1,2,728.04399999999998]
["2018-12-11T11:00:00",1,2,1005.15]
["2018-12-11T12:00:00",1,2,841.00800000000004]
["2018-12-11T13:00:00",1,2,889.21199999999999]
["2018-12-11T14:00:00",1,2,594.55899999999997]
["2018-12-11T15:00:00",1,2,395.42200000000003]
["2018-12-11T16:00:00",1,2,88.312700000000007]
["2018-12-11T17:00:00",1,2,0]
["2018-12-11T18:00:00",1,2,0]
["2018-12-11T19:00:00",1,2,0]
["2018-12-11T20:00:00",1,2,0]
["2018-12-11T21:00:00",1,2,0]
["2018-12-11T22:00:00",1,2,0]
["2018-12-11T23:00:00",1,2,0]
["2018-12-12",1,2,0]
["2018-12-12T01:00:00",1,2,0]
["2018-12-12T02:00:00",1,2,0]
["2018-12-12T03:00:00",1,2,0]
["2018-12-12T04:00:00",1,2,0]
["2018-12-12T05:00:00",1,2,0]
["2018-12-12T06:00:00",1,1,0]
["2018-12-12T07:00:00",1,1,44.966299999999997]
["2018-12-12T08:00:00",1,1,259.69900000000001]
["2018-12-12T09:00:00",1,2,894.21900000000005]
["2018-12-12T10:00:00",1,2,785.56200000000001]
["2018-12-12T11:00:00",1,2,851.072]
["2018-12-12T12:00:00",1,2,865.41300000000001]
["2018-12-12T13:00:00",1,2,755.93700000000001]
["2018-12-12T14:00:00",1,2,1223.51]
["2018-12-12T15:00:00",1,2,595.68700000000001]
["2018-12-12T16:00:00",1,2,177.233]
["2018-12-12T17:00:00",1,2,0]
["2018-12-12T18:00:00",1,2,0]
["2018-12-12T19:00:00",1,2,0]
["2018-12-12T20:00:00",1,2,0]
["2018-12-12T21:00:00",1,2,0]
["2018-12-12T22:00:00",1,2,0]
["2018-12-12T23:00:00",1,2,0]
["2018-12-13",1,2,0]
["2018-12-13T01:00:00",1,2,0]
["2018-12-13T02:00:00",1,2,0]
["2018-12-13T03:00:00",1,2,0]
["2018-12-13T04:00:00",1,2,0]
["2018-12-13T05:00:00",1,2,0]
["2018-12-13T06:00:00",1,1,0]
["2018-12-13T07:00:00",1,1,585.94399999999996]
["2018-12-13T08:00:00",1,1,2418.62]
["2018-12-13T09:00:00",1,2,3997.67]
["2018-12-13T10:00:00",1,2,5087.9399999999996]
["2018-12-13T11:00:00",1,2,5574.42]
["2018-12-13T12:00:00",1,2,5489.19]
["2018-12-13T13:00:00",1,2,5168.24]
["2018-12-13T14:00:00",1,2,4312.05]
["2018-12-13T15:00:00",1,2,2938.18]
["2018-12-13T16:00:00",1,2,1137.1600000000001]
["2018-12-13T17:00:00",1,2,0]
["2018-12-13T18:00:00",1,2,0]
["2018-12-13T19:00:00",1,2,0]
["2018-12-13T20:00:00",1,2,0]
["2018-12-13T21:00:00",1,2,0]
["2018-12-13T22:00:00",1,2,0]
["2018-12-13T23:00:00",1,2,0]
["2018-12-14",1,2,0]
["2018-12-14T01:00:00",1,2,0]
["2018-12-14T02:00:00",1,2,0]
["2018-12-14T03:00:00",1,2,0]
["2018-12-14T04:00:00",1,2,0]
["2018-12-14T05:00:00",1,2,0]
["2018-12-14T06:00:00",1,1,0]
["2018-12-14T07:00:00",1,1,535.64300000000003]
["2018-12-14T08:00:00",1,1,2252.73]
["2018-12-14T09:00:00",1,2,3798.62]
["2018-12-14T10:00:00",1,2,4729.88]
["2018-12-14T11:00:00",1,2,5307.13]
["2018-12-14T12:00:00",1,2,5295]
["2018-12-14T13:00:00",1,2,4845.99]
["2018-12-14T14:00:00",1,2,3762.39]
["2018-12-14T15:00:00",1,2,2384.52]
["2018-12-14T16:00:00",1,2,704.64400000000001]
["2018-12-14T17:00:00",1,2,0]
["2018-12-14T18:00:00",1,2,0]
["2018-12-14T19:00:00",1,2,0]
["2018-12-14T20:00:00",1,2,0]
["2018-12-14T21:00:00",1,2,0]
["2018-12-14T22:00:00",1,2,0]
["2018-12-14T23:00:00",1,2,0]
["2018-12-15",1,2,0]
["2018-12-15T01:00:00",1,2,0]
["2018-12-15T02:00:00",1,2,0]
["2018-12-15T03:00:00",1,2,0]
["2018-12-15T04:00:00",1,2,0]
["2018-12-15T05:00:00",1,2,0]
["2018-12-15T06:00:00",1,2,0]
["2018-12-15T07:00:00",1,2,240.01900000000001]
["2018-12-15T08:00:00",1,2,1065.24]
["2018-12-15T09:00:00",1,2,2720.06]
["2018-12-15T10:00:00",1,2,3935.41]
["2018-12-15T11:00:00",1,2,4631.5600000000004]
["2018-12-15T12:00:00",1,2,4655.8999999999996]
["2018-12-15T13:00:00",1,2,4267.91]
["2018-12-15T14:00:00",1,2,3592.03]
["2018-12-15T15:00:00",1,2,2393.17]
["2018-12-15T16:00:00",1,2,532.06399999999996]
["2018-12-15T17:00:00",1,2,0]
["2018-12-15T18:00:00",1,2,0]
["2018-12-15T19:00:00",1,2,0]
["2018-12-15T20:00:00",1,2,0]
["2018-12-15T21:00:00",1,2,0]
["2018-12-15T22:00:00",1,2,0]
["2018-12-15T23:00:00",1,2,0]
["2018-12-16",1,2,0]
["2018-12-16T01:00:00",1,2,0]
["2018-12-16T02:00:00",1,2,0]
["2018-12-16T03:00:00",1,2,0]
["2018-12-16T04:00:00",1,2,0]
["2018-12-16T05:00:00",1,2,0]
["2018-12-16T06:00:00",1,2,0]
["2018-12-16T07:00:00",1,2,241.441]
["2018-12-16T08:00:00",1,2,1369]
["2018-12-16T09:00:00",1,2,2727.08]
["2018-12-16T10:00:00",1,2,3974.62]
["2018-12-16T11:00:00",1,2,4750.37]
["2018-12-16T12:00:00",1,2,2812.65]
["2018-12-16T13:00:00",1,2,3848.45]
["2018-12-16T14:00:00",1,2,1925.64]
["2018-12-16T15:00:00",1,2,1496.9]
["2018-12-16T16:00:00",1,2,40.559800000000003]
["2018-12-16T17:00:00",1,2,0]
["2018-12-16T18:00:00",1,2,0]
["2018-12-16T19:00:00",1,2,0]
["2018-12-16T20:00:00",1,2,0]
["2018-12-16T21:00:00",1,2,0]
["2018-12-16T22:00:00",1,2,0]
["2018-12-16T23:00:00",1,2,0]
["2018-12-17",1,2,0]
["2018-12-17T01:00:00",1,2,0]
["2018-12-17T02:00:00",1,2,0]
["2018-12-17T03:00:00",1,2,0]
["2018-12-17T04:00:00",1,2,0]
["2018-12-17T05:00:00",1,2,0]
["2018-12-17T06:00:00",1,1,0]
["2018-12-17T07:00:00",1,1,70.606499999999997]
["2018-12-17T08:00:00",1,1,442.61900000000003]
["2018-12-17T09:00:00",1,2,919.5]
["2018-12-17T10:00:00",1,2,2517.67]
["2018-12-17T11:00:00",1,2,1104.55]
["2018-12-17T12:00:00",1,2,1471.33]
["2018-12-17T13:00:00",1,2,1205.5899999999999]
["2018-12-17T14:00:00",1,2,2364.0100000000002]
["2018-12-17T15:00:00",1,2,415.13499999999999]
["2018-12-17T16:00:00",1,2,377.738]
["2018-12-17T17:00:00",1,2,0]
["2018-12-17T18:00:00",1,2,0]
["2018-12-17T19:00:00",1,2,0]
["2018-12-17T20:00:00",1,2,0]
["2018-12-17T21:00:00",1,2,0]
["2018-12-17T22:00:00",1,2,0]
["2018-12-17T23:00:00",1,2,0]
["2018-12-18",1,2,0]
["2018-12-18T01:00:00",1,2,0]
["2018-12-18T02:00:00",1,2,0]
["2018-12-18T03:00:00",1,2,0]
["2018-12-18T04:00:00",1,2,0]
["2018-12-18T05:00:00",1,2,0]
["2018-12-18T06:00:00",1,1,0]
["2018-12-18T07:00:00",1,1,52.766599999999997]
["2018-12-18T08:00:00",1,1,516.21299999999997]
["2018-12-18T09:00:00",1,2,658.029]
["2018-12-18T10:00:00",1,2,2640.98]
["2018-12-18T11:00:00",1,2,834.82500000000005]
["2018-12-18T12:00:00",1,2,1246.22]
["2018-12-18T13:00:00",1,2,937.28599999999994]
["2018-12-18T14:00:00",1,2,597.01300000000003]
["2018-12-18T15:00:00",1,2,317.06200000000001]
["2018-12-18T16:00:00",1,2,149.95099999999999]
["2018-12-18T17:00:00",1,2,0]
["2018-12-18T18:00:00",1,2,0]
["2018-12-18T19:00:00",1,2,0]
["2018-12-18T20:00:00",1,2,0]
["2018-12-18T21:00:00",1,2,0]
["2018-12-18T22:00:00",1,2,0]
["2018-12-18T23:00:00",1,2,0]
["2018-12-19",1,2,0]
["2018-12-19T01:00:00",1,2,0]
["2018-12-19T02:00:00",1,2,0]
["2018-12-19T03:00:00",1,2,0]
["2018-12-19T04:00:00",1,2,0]
["2018-12-19T05:00:00",1,2,0]
["2018-12-19T06:00:00",1,1,0]
["2018-12-19T07:00:00",1,1,419.38600000000002]
["2018-12-19T08:00:00",1,1,2124.65]
["2018-12-19T09:00:00",1,2,3625.21]
["2018-12-19T10:00:00",1,2,4643.99]
["2018-12-19T11:00:00",1,2,5123.3500000000004]
["2018-12-19T12:00:00",1,2,5054.49]
["2018-12-19T13:00:00",1,2,4666.84]
["2018-12-19T14:00:00",1,2,3917.84]
["2018-12-19T15:00:00",1,2,2454.62]
["2018-12-19T16:00:00",1,2,966.76800000000003]
["2018-12-19T17:00:00",1,2,0]
["2018-12-19T18:00:00",1,2,0]
["2018-12-19T19:00:00",1,2,0]
["2018-12-19T20:00:00",1,2,0]
["2018-12-19T21:00:00",1,2,0]
["2018-12-19T22:00:00",1,2,0]
["2018-12-19T23:00:00",1,2,0]
["2018-12-20",1,2,0]
["2018-12-20T01:00:00",1,2,0]
["2018-12-20T02:00:00",1,2,0]
["2018-12-20T03:00:00",1,2,0]
["2018-12-20T04:00:00",1,2,0]
["2018-12-20T05:00:00",1,2,0]
["2018-12-20T06:00:00",1,1,0]
["2018-12-20T07:00:00",1,1,298.32100000000003]
["2018-12-20T08:00:00",1,1,1903.96]
["2018-12-20T09:00:00",1,2,3380.37]
["2018-12-20T10:00:00",1,2,4369.5200000000004]
["2018-12-20T11:00:00",1,2,4844.6000000000004]
["2018-12-20T12:00:00",1,2,5012.74]
["2018-12-20T13:00:00",1,2,3963.18]
["2018-12-20T14:00:00",1,2,3338.22]
["2018-12-20T15:00:00",1,2,2242.08]
["2018-12-20T16:00:00",1,2,257.51400000000001]
["2018-12-20T17:00:00",1,2,0]
["2018-12-20T18:00:00",1,2,0]
["2018-12-20T19:00:00",1,2,0]
["2018-12-20T20:00:00",1,2,0]
["2018-12-20T21:00:00",1,2,0]
["2018-12-20T22:00:00",1,2,0]
["2018-12-20T23:00:00",1,2,0]
["2018-12-21",1,2,0]
["2018-12-21T01:00:00",1,2,0]
["2018-12-21T02:00:00",1,2,0]
["2018-12-21T03:00:00",1,2,0]
["2018-12-21T04:00:00",1,2,0]
["2018-12-21T05:00:00",1,2,0]
["2018-12-21T06:00:00",1,1,0]
["2018-12-21T07:00:00",1,1,316.33600000000001]
["2018-12-21T08:00:00",1,1,1936.9]
["2018-12-21T09:00:00",1,2,3522.97]
["2018-12-21T10:00:00",1,2,4613.49]
["2018-12-21T11:00:00",1,2,5304.54]
["2018-12-21T12:00:00",1,2,4968.0600000000004]
["2018-12-21T13:00:00",1,2,4817.2]
["2018-12-21T14:00:00",1,2,3883.02]
["2018-12-21T15:00:00",1,2,2207.63]
["2018-12-21T16:00:00",1,2,694.96900000000005]
["2018-12-21T17:00:00",1,2,0]
["2018-12-21T18:00:00",1,2,0]
["2018-12-21T19:00:00",1,2,0]
["2018-12-21T20:00:00",1,2,0]
["2018-12-21T21:00:00",1,2,0]
["2018-12-21T22:00:00",1,2,0]
["2018-12-21T23:00:00",1,2,0]
["2018-12-22",1,2,0]
["2018-12-22T01:00:00",1,2,0]
["2018-12-22T02:00:00",1,2,0]
["2018-12-22T03:00:00",1,2,0]
["2018-12-22T04:00:00",1,2,0]
["2018-12-22T05:00:00",1,2,0]
["2018-12-22T06:00:00",1,2,0]
["2018-12-22T07:00:00",1,2,426.04500000000002]
["2018-12-22T08:00:00",1,2,2117.81]
["2018-12-22T09:00:00",1,2,3669.7]
["2018-12-22T10:00:00",1,2,4382.6499999999996]
["2018-12-22T11:00:00",1,2,5132.45]
["2018-12-22T12:00:00",1,2,5286.51]
["2018-12-22T13:00:00",1,2,4618.58]
["2018-12-22T14:00:00",1,2,3770.36]
["2018-12-22T15:00:00",1,2,2802.28]
["2018-12-22T16:00:00",1,2,1042.82]
["2018-12-22T17:00:00",1,2,0]
["2018-12-22T18:00:00",1,2,0]
["2018-12-22T19:00:00",1,2,0]
["2018-12-22T20:00:00",1,2,0]
["2018-12-22T21:00:00",1,2,0]
["2018-12-22T22:00:00",1,2,0]
["2018-12-22T23:00:00",1,2,0]
["2018-12-23",1,2,0]
["2018-12-23T01:00:00",1,2,0]
["2018-12-23T02:00:00",1,2,0]
["2018-12-23T03:00:00",1,2,0]
["2018-12-23T04:00:00",1,2,0]
["2018-12-23T05:00:00",1,2,0]
["2018-12-23T06:00:00",1,2,0]
["2018-12-23T07:00:00",1,2,30.569800000000001]
["2018-12-23T08:00:00",1,2,330.72699999999998]
["2018-12-23T09:00:00",1,2,989.22400000000005]
["2018-12-23T10:00:00",1,2,595.18799999999999]
["2018-12-23T11:00:00",1,2,2046.62]
["2018-12-23T12:00:00",1,2,1283.17]
["2018-12-23T13:00:00",1,2,1135.53]
["2018-12-23T14:00:00",1,2,979.33399999999995]
["2018-12-23T15:00:00",1,2,762.62099999999998]
["2018-12-23T16:00:00",1,2,57.380400000000002]
["2018-12-23T17:00:00",1,2,0]
["2018-12-23T18:00:00",1,2,0]
["2018-12-23T19:00:00",1,2,0]
["2018-12-23T20:00:00",1,2,0]
["2018-12-23T21:00:00",1,2,0]
["2018-12-23T22:00:00",1,2,0]
["2018-12-23T23:00:00",1,2,0]
["2018-12-24",1,2,0]
["2018-12-24T01:00:00",1,2,0]
["2018-12-24T02:00:00",1,2,0]
["2018-12-24T03:00:00",1,2,0]
["2018-12-24T04:00:00",1,2,0]
["2018-12-24T05:00:00",1,2,0]
["2018-12-24T06:00:00",1,1,0]
["2018-12-24T07:00:00",1,1,13.4514]
["2018-12-24T08:00:00",1,1,256.685]
["2018-12-24T09:00:00",1,2,490.66300000000001]
["2018-12-24T10:00:00",1,2,748.86699999999996]
["2018-12-24T11:00:00",1,2,891.85]
["2018-12-24T12:00:00",1,2,994.37800000000004]
["2018-12-24T13:00:00",1,2,896.98299999999995]
["2018-12-24T14:00:00",1,2,1270.2]
["2018-12-24T15:00:00",1,2,409.82900000000001]
["2018-12-24T16:00:00",1,2,216.4]
["2018-12-24T17:00:00",1,2,0]
["2018-12-24T18:00:00",1,2,0]
["2018-12-24T19:00:00",1,2,0]
["2018-12-24T20:00:00",1,2,0]
["2018-12-24T21:00:00",1,2,0]
["2018-12-24T22:00:00",1,2,0]
["2018-12-24T23:00:00",1,2,0]
["2018-12-25",1,2,0]
["2018-12-25T01:00:00",1,2,0]
["2018-12-25T02:00:00",1,2,0]
["2018-12-25T03:00:00",1,2,0]
["2018-12-25T04:00:00",1,2,0]
["2018-12-25T05:00:00",1,2,0]
["2018-12-25T06:00:00",1,1,0]
["2018-12-25T07:00:00",1,1,55.779299999999999]
["2018-12-25T08:00:00",1,1,469.17200000000003]
["2018-12-25T09:00:00",1,2,922.26800000000003]
["2018-12-25T10:00:00",1,2,1353.6]
["2018-12-25T11:00:00",1,2,1629.57]
["2018-12-25T12:00:00",1,2,1649.2]
["2018-12-25T13:00:00",1,2,1523.54]
["2018-12-25T14:00:00",1,2,1083.2]
["2018-12-25T15:00:00",1,2,1747.81]
["2018-12-25T16:00:00",1,2,438.76799999999997]
["2018-12-25T17:00:00",1,2,0]
["2018-12-25T18:00:00",1,2,0]
["2018-12-25T19:00:00",1,2,0]
["2018-12-25T20:00:00",1,2,0]
["2018-12-25T21:00:00",1,2,0]
["2018-12-25T22:00:00",1,2,0]
["2018-12-25T23:00:00",1,2,0]
["2018-12-26",1,2,0]
["2018-12-26T01:00:00",1,2,0]
["2018-12-26T02:00:00",1,2,0]
["2018-12-26T03:00:00",1,2,0]
["2018-12-26T04:00:00",1,2,0]
["2018-12-26T05:00:00",1,2,0]
["2018-12-26T06:00:00",1,1,0]
["2018-12-26T07:00:00",1,1,328.10500000000002]
["2018-12-26T08:00:00",1,1,1932.6]
["2018-12-26T09:00:00",1,2,3209.01]
["2018-12-26T10:00:00",1,2,2790.99]
["2018-12-26T11:00:00",1,2,1384.18]
["2018-12-26T12:00:00",1,2,1571.58]
["2018-12-26T13:00:00",1,2,1356.94]
["2018-12-26T14:00:00",1,2,1738.17]
["2018-12-26T15:00:00",1,2,727.23199999999997]
["2018-12-26T16:00:00",1,2,491.911]
["2018-12-26T17:00:00",1,2,0]
["2018-12-26T18:00:00",1,2,0]
["2018-12-26T19:00:00",1,2,0]
["2018-12-26T20:00:00",1,2,0]
["2018-12-26T21:00:00",1,2,0]
["2018-12-26T22:00:00",1,2,0]
["2018-12-26T23:00:00",1,2,0]
["2018-12-27",1,2,0]
["2018-12-27T01:00:00",1,2,0]
["2018-12-27T02:00:00",1,2,0]
["2018-12-27T03:00:00",1,2,0]
["2018-12-27T04:00:00",1,2,0]
["2018-12-27T05:00:00",1,2,0]
["2018-12-27T06:00:00",1,1,0]
["2018-12-27T07:00:00",1,1,18.450299999999999]
["2018-12-27T08:00:00",1,1,538.6]
["2018-12-27T09:00:00",1,2,1509.08]
["2018-12-27T10:00:00",1,2,2304.4699999999998]
["2018-12-27T11:00:00",1,2,2130.6999999999998]
["2018-12-27T12:00:00",1,2,2765.44]
["2018-12-27T13:00:00",1,2,2457.16]
["2018-12-27T14:00:00",1,2,2454.4899999999998]
["2018-12-27T15:00:00",1,2,1704.18]
["2018-12-27T16:00:00",1,2,626.67499999999995]
["2018-12-27T17:00:00",1,2,0]
["2018-12-27T18:00:00",1,2,0]
["2018-12-27T19:00:00",1,2,0]
["2018-12-27T20:00:00",1,2,0]
["2018-12-27T21:00:00",1,2,0]
["2018-12-27T22:00:00",1,2,0]
["2018-12-27T23:00:00",1,2,0]
["2018-12-28",1,2,0]
["2018-12-28T01:00:00",1,2,0]
["2018-12-28T02:00:00",1,2,0]
["2018-12-28T03:00:00",1,2,0]
["2018-12-28T04:00:00",1,2,0]
["2018-12-28T05:00:00",1,2,0]
["2018-12-28T06:00:00",1,1,0]
["2018-12-28T07:00:00",1,1,355.666]
["2018-12-28T08:00:00",1,1,2013.48]
["2018-12-28T09:00:00",1,2,3596.39]
["2018-12-28T10:00:00",1,2,4694.51]
["2018-12-28T11:00:00",1,2,5216.74]
["2018-12-28T12:00:00",1,2,5351.51]
["2018-12-28T13:00:00",1,2,4908.57]
["2018-12-28T14:00:00",1,2,4151.59]
["2018-12-28T15:00:00",1,2,2844.94]
["2018-12-28T16:00:00",1,2,1126.67]
["2018-12-28T17:00:00",1,2,0]
["2018-12-28T18:00:00",1,2,0]
["2018-12-28T19:00:00",1,2,0]
["2018-12-28T20:00:00",1,2,0]
["2018-12-28T21:00:00",1,2,0]
["2018-12-28T22:00:00",1,2,0]
["2018-12-28T23:00:00",1,2,0]
["2018-12-29",1,2,0]
["2018-12-29T01:00:00",1,2,0]
["2018-12-29T02:00:00",1,2,0]
["2018-12-29T03:00:00",1,2,0]
["2018-12-29T04:00:00",1,2,0]
["2018-12-29T05:00:00",1,2,0]
["2018-12-29T06:00:00",1,2,0]
["2018-12-29T07:00:00",1,2,403.07900000000001]
["2018-12-29T08:00:00",1,2,2036.16]
["2018-12-29T09:00:00",1,2,3556.6]
["2018-12-29T10:00:00",1,2,4592.58]
["2018-12-29T11:00:00",1,2,5114.22]
["2018-12-29T12:00:00",1,2,5138.4399999999996]
["2018-12-29T13:00:00",1,2,4830.6000000000004]
["2018-12-29T14:00:00",1,2,4072.27]
["2018-12-29T15:00:00",1,2,2855.94]
["2018-12-29T16:00:00",1,2,1230.22]
["2018-12-29T17:00:00",1,2,0.99934500000000004]
["2018-12-29T18:00:00",1,2,0]
["2018-12-29T19:00:00",1,2,0]
["2018-12-29T20:00:00",1,2,0]
["2018-12-29T21:00:00",1,2,0]
["2018-12-29T22:00:00",1,2,0]
["2018-12-29T23:00:00",1,2,0]
["2018-12-30",1,2,0]
["2018-12-30T01:00:00",1,2,0]
["2018-12-30T02:00:00",1,2,0]
["2018-12-30T03:00:00",1,2,0]
["2018-12-30T04:00:00",1,2,0]
["2018-12-30T05:00:00",1,2,0]
["2018-12-30T06:00:00",1,2,0]
["2018-12-30T07:00:00",1,2,433.20100000000002]
["2018-12-30T08:00:00",1,2,2138.4699999999998]
["2018-12-30T09:00:00",1,2,3653.13]
["2018-12-30T10:00:00",1,2,4732.3999999999996]
["2018-12-30T11:00:00",1,2,5321.36]
["2018-12-30T12:00:00",1,2,5144.78]
["2018-12-30T13:00:00",1,2,4738.6000000000004]
["2018-12-30T14:00:00",1,2,1688.77]
["2018-12-30T15:00:00",1,2,1783.18]
["2018-12-30T16:00:00",1,2,765.45799999999997]
["2018-12-30T17:00:00",1,2,7.8477199999999998]
["2018-12-30T18:00:00",1,2,0]
["2018-12-30T19:00:00",1,2,0]
["2018-12-30T20:00:00",1,2,0]
["2018-12-30T21:00:00",1,2,0]
["2018-12-30T22:00:00",1,2,0]
["2018-12-30T23:00:00",1,2,0]
["2018-12-31",1,2,0]
["2018-12-31T01:00:00",1,2,0]
["2018-12-31T02:00:00",1,2,0]
["2018-12-31T03:00:00",1,2,0]
["2018-12-31T04:00:00",1,2,0]
["2018-12-31T05:00:00",1,2,0]
["2018-12-31T06:00:00",1,1,0]
["2018-12-31T07:00:00",1,1,428.52]
["2018-12-31T08:00:00",1,1,2120.4499999999998]
["2018-12-31T09:00:00",1,2,3667.01]
["2018-12-31T10:00:00",1,2,4680.82]
["2018-12-31T11:00:00",1,2,5249.32]
["2018-12-31T12:00:00",1,2,5305.46]
["2018-12-31T13:00:00",1,2,5030.29]
["2018-12-31T14:00:00",1,2,4181.7299999999996]
["2018-12-31T15:00:00",1,2,2645.67]
["2018-12-31T16:00:00",1,2,776.84100000000001]
["2018-12-31T17:00:00",1,2,0]
["2018-12-31T18:00:00",1,2,0]
["2018-12-31T19:00:00",1,2,0]
["2018-12-31T20:00:00",1,2,0]
["2018-12-31T21:00:00",1,2,0]
["2018-12-31T22:00:00",1,2,0]
["2018-12-31T23:00:00",1,2,0]

{"sheet":"Debt Service","index":5,"n_rows":33,"n_cols":6,"rows_kept":33,"cut":false,"hidden":false,"merged":[]}
["Loan Amount",{"$f":"Model!E40","v":1875000}]
["Loan Rate, %",0]
["Years",{"$f":"A33","v":25}]
[]
[]
[]
[]
["Year","Principal Payment","Interest","Loan Balance","Project Cash Flow Before Financing","After Finance Cash Flow"]
[1,{"$f":"-PPMT($B$2,A9,$B$3,$B$1,0,0)","v":75000},{"$f":"-IPMT($B$2,A9,$B$3,$B$1,0,0)","v":0},{"$f":"$B$1-SUM($B$9:B9)","v":1800000},{"$f":"[1]Model!R76","v":73667.647709848752},{"$f":"E9-B9-C9","v":-1332.3522901512479}]
[2,75000,{"$f":"-IPMT($B$2,A10,$B$3,$B$1,0,0)","v":0},{"$f":"$B$1-SUM($B$9:B10)","v":1725000},{"$f":"[1]Model!R77","v":73292.278753058257},{"$f":"E10-B10-C10","v":-1707.7212469417427}]
[3,75000,0,{"$f":"$B$1-SUM($B$9:B11)","v":1650000},{"$f":"[1]Model!R78","v":72919.414159993481},-2080.585840006519]
[4,75000,0,{"$f":"$B$1-SUM($B$9:B12)","v":1575000},{"$f":"[1]Model!R79","v":72549.017645355387},-2450.9823546446132]
[5,75000,0,{"$f":"$B$1-SUM($B$9:B13)","v":1500000},{"$f":"[1]Model!R80","v":72181.053849166201},-2818.946150833799]
[6,75000,0,{"$f":"$B$1-SUM($B$9:B14)","v":1425000},{"$f":"[1]Model!R81","v":71815.488310764355},-3184.5116892356455]
[7,75000,0,{"$f":"$B$1-SUM($B$9:B15)","v":1350000},{"$f":"[1]Model!R82","v":71452.287443514564},-3547.7125564854359]
[8,75000,0,{"$f":"$B$1-SUM($B$9:B16)","v":1275000},{"$f":"[1]Model!R83","v":71091.41851021444},-3908.5814897855598]
[9,75000,0,{"$f":"$B$1-SUM($B$9:B17)","v":1200000},{"$f":"[1]Model!R84","v":70732.849599178822},-4267.1504008211778]
[10,75000,0,{"$f":"$B$1-SUM($B$9:B18)","v":1125000},{"$f":"[1]Model!R85","v":70376.549600983577},-4623.450399016423]
[11,75000,0,{"$f":"$B$1-SUM($B$9:B19)","v":1050000},{"$f":"[1]Model!R86","v":70022.488185851471},-4977.5118141485291]
[12,75000,0,{"$f":"$B$1-SUM($B$9:B20)","v":975000},{"$f":"[1]Model!R87","v":69670.635781662408},-5329.3642183375923]
[13,75000,0,{"$f":"$B$1-SUM($B$9:B21)","v":900000},{"$f":"[1]Model!R88","v":69320.963552572153},-5679.0364474278467]
[14,75000,0,{"$f":"$B$1-SUM($B$9:B22)","v":825000},{"$f":"[1]Model!R89","v":68973.443378222146},-6026.5566217778542]
[15,75000,0,{"$f":"$B$1-SUM($B$9:B23)","v":750000},{"$f":"[1]Model!R90","v":68628.047833525459},-6371.9521664745407]
[16,75000,0,{"$f":"$B$1-SUM($B$9:B24)","v":675000},{"$f":"[1]Model!R91","v":68284.750169012885},-6715.2498309871153]
[17,75000,0,{"$f":"$B$1-SUM($B$9:B25)","v":600000},{"$f":"[1]Model!R92","v":67943.524291724272},-7056.4757082757278]
[18,75000,0,{"$f":"$B$1-SUM($B$9:B26)","v":525000},{"$f":"[1]Model!R93","v":67604.344746630391},-7395.6552533696085]
[19,75000,0,{"$f":"$B$1-SUM($B$9:B27)","v":450000},{"$f":"[1]Model!R94","v":67267.186698571139},-7732.8133014288615]
[20,75000,0,{"$f":"$B$1-SUM($B$9:B28)","v":375000},{"$f":"[1]Model!R95","v":66932.025914696147},-8067.9740853038529]
[21,75000,0,{"$f":"$B$1-SUM($B$9:B29)","v":300000},{"$f":"[1]Model!R96","v":66598.838747394053},-8401.1612526059471]
[22,75000,0,{"$f":"$B$1-SUM($B$9:B30)","v":225000},{"$f":"[1]Model!R97","v":66267.602117697592},-8732.3978823024081]
[23,75000,0,{"$f":"$B$1-SUM($B$9:B31)","v":150000},{"$f":"[1]Model!R98","v":65938.293499151448},-9061.7065008485515]
[24,75000,0,{"$f":"$B$1-SUM($B$9:B32)","v":75000},{"$f":"[1]Model!R99","v":65610.890902130355},-9389.1090978696448]
[25,75000,0,{"$f":"$B$1-SUM($B$9:B33)","v":0},{"$f":"[1]Model!R100","v":65285.372858595518},-9714.6271414044822]

{"sheet":"simulations","index":6,"n_rows":1571,"n_cols":5,"rows_kept":1571,"cut":false,"hidden":true,"merged":[]}
["Location","State","System nameplate size (kWdc)","Annual AC system output (kWh)","First year kWh/kW"]
["USA FL Crestview Bob Sikes Ap (TMY3)","FL",500,756128,1512.26]
["USA FL Daytona Beach (TMY2)","FL",500,883901,1767.8]
["USA FL Daytona Beach Intl Ap (TMY3)","FL",500,888259,1776.52]
["USA FL Fort Lauderdale (TMY3)","FL",500,794999,1590]
["USA FL Fort Lauderdale Hollywood Int (TMY3)","FL",500,883874,1767.75]
["USA FL Fort Myers Page Field (TMY3)","FL",500,853664,1707.33]
["USA FL Gainesville Regional Ap (TMY3)","FL",500,826793,1653.59]
["USA FL Homestead Afb (TMY3)","FL",500,893214,1786.43]
["USA FL Jacksonville (TMY2)","FL",500,841484,1682.97]
["USA FL Jacksonville Craig (TMY3)","FL",500,767903,1535.81]
["USA FL Jacksonville Nas (TMY3)","FL",500,825065,1650.13]
["USA FL Key West (TMY2)","FL",500,930649,1861.3]
["USA FL Key West Intl Arpt (TMY3)","FL",500,937205,1874.41]
["USA FL Key West Nas (TMY3)","FL",500,913257,1826.51]
["USA FL Lakeland Linder Rgn (TMY3)","FL",500,823106,1646.21]
["USA FL Macdill Afb (TMY3)","FL",500,876187,1752.37]
["USA FL Marathon Airport (TMY3)","FL",500,855362,1710.72]
["USA FL Mayport Ns (TMY3)","FL",500,854778,1709.56]
["USA FL Melbourne Regional Ap (TMY3)","FL",500,862775,1725.55]
["USA FL Miami (TMY2)","FL",500,873681,1747.36]
["USA FL Miami Intl Ap (TMY3)","FL",500,853095,1706.19]
["USA FL Miami Kendall-tamia (TMY3)","FL",500,851791,1703.58]
["USA FL Miami Opa Locka (TMY3)","FL",500,888680,1777.36]
["USA FL Naples Municipal (TMY3)","FL",500,938995,1877.99]
["USA FL Nasa Shuttle Fclty (TMY3)","FL",500,861962,1723.92]
["USA FL Ocala Muni (awos) (TMY3)","FL",500,916932,1833.86]
["USA FL Orlando Executive Ap (TMY3)","FL",500,839246,1678.49]
["USA FL Orlando Intl Arpt (TMY3)","FL",500,809427,1618.85]
["USA FL Orlando Sanford Airport (TMY3)","FL",500,927694,1855.39]
["USA FL Panama City Bay Co (TMY3)","FL",500,868905,1737.81]
["USA FL Pensacola Forest Sherman Nas (TMY3)","FL",500,901401,1802.8]
["USA FL Pensacola Regional Ap (TMY3)","FL",500,809771,1619.54]
["USA FL Sarasota Bradenton (TMY3)","FL",500,889277,1778.55]
["USA FL Southwest Florida I (TMY3)","FL",500,823939,1647.88]
["USA FL St Lucie Co Intl (TMY3)","FL",500,779735,1559.47]
["USA FL St Petersburg Albert Whitted (TMY3)","FL",500,903243,1806.49]
["USA FL St Petersburg Clear (TMY3)","FL",500,899039,1798.08]
["USA FL Tallahassee (TMY2)","FL",500,854050,1708.1]
["USA FL Tallahassee Regional Ap [isis] (TMY3)","FL",500,834957,1669.91]
["USA FL Tampa (TMY2)","FL",500,895273,1790.55]
["USA FL Tampa International Ap (TMY3)","FL",500,909263,1818.53]
["USA FL Tyndall Afb (TMY3)","FL",500,861946,1723.89]
["USA FL Valparaiso Elgin Afb (TMY3)","FL",500,883261,1766.52]
["USA FL Valparaiso Hurlburt (TMY3)","FL",500,891927,1783.85]
["USA FL Vero Beach Municipal Arpt (TMY3)","FL",500,793592,1587.18]
["USA FL West Palm Beach (TMY2)","FL",500,855286,1710.57]
["USA FL West Palm Beach Intl Arpt (TMY3)","FL",500,884585,1769.17]
["USA FL Whiting Field Naas (TMY3)","FL",500,803740,1607.48]
["USA GA Albany Dougherty County Ap (TMY3)","GA",500,800146,1600.29]
["USA GA Alma Bacon County Ap (TMY3)","GA",500,874139,1748.28]
["USA GA Athens (TMY2)","GA",500,864084,1728.17]
["USA GA Athens Ben Epps Ap (TMY3)","GA",500,853902,1707.8]
["USA GA Atlanta (TMY2)","GA",500,878199,1756.4]
["USA GA Atlanta Hartsfield Intl Ap (TMY3)","GA",500,868274,1736.55]
["USA GA Augusta (TMY2)","GA",500,847744,1695.49]
["USA GA Augusta Bush Field (TMY3)","GA",500,867321,1734.64]
["USA GA Brunswick Golden Is (TMY3)","GA",500,866779,1733.56]
["USA GA Brunswick Malcolm Mckinnon Ap (TMY3)","GA",500,816991,1633.98]
["USA GA Columbus (TMY2)","GA",500,854019,1708.04]
["USA GA Columbus Metropolitan Arpt (TMY3)","GA",500,843979,1687.96]
["USA GA Dekalb Peachtree (TMY3)","GA",500,732730,1465.46]
["USA GA Fort Benning Lawson (TMY3)","GA",500,817856,1635.71]
["USA GA Fulton Co Arpt Brow (TMY3)","GA",500,717597,1435.19]
["USA GA Hunter Aaf (TMY3)","GA",500,867650,1735.3]
["USA GA Macon (TMY2)","GA",500,842959,1685.92]
["USA GA Macon Middle Ga Regional Ap (TMY3)","GA",500,855650,1711.3]
["USA GA Marietta Dobbins Afb (TMY3)","GA",500,784425,1568.85]
["USA GA Moody Afb Valdosta (TMY3)","GA",500,821711,1643.42]
["USA GA Rome R B Russell Ap (TMY3)","GA",500,782382,1564.76]
["USA GA Savannah (TMY2)","GA",500,863937,1727.87]
["USA GA Savannah Intl Ap (TMY3)","GA",500,849270,1698.54]
["USA GA Valdosta Wb Airport (TMY3)","GA",500,786893,1573.79]
["USA GA Warner Robins Afb (TMY3)","GA",500,832168,1664.34]
["USA KY Bowling Green Warren Co Ap (TMY3)","KY",500,688791,1377.58]
["USA KY Cincinnati Northern Ky Ap (TMY3)","KY",500,772902,1545.8]
["USA KY Covington (TMY2)","KY",500,770128,1540.26]
["USA KY Fort Campbell Aaf (TMY3)","KY",500,741575,1483.15]
["USA KY Fort Knox Godman Aaf (TMY3)","KY",500,739573,1479.15]
["USA KY Henderson City (TMY3)","KY",500,825714,1651.43]
["USA KY Jackson Julian Carroll Ap (TMY3)","KY",500,756252,1512.5]
["USA KY Lexington (TMY2)","KY",500,779735,1559.47]
["USA KY Lexington Bluegrass Ap (TMY3)","KY",500,772108,1544.22]
["USA KY London-corbin Ap (TMY3)","KY",500,735001,1470]
["USA KY Louisville (TMY2)","KY",500,803760,1607.52]
["USA KY Louisville Bowman Field (TMY3)","KY",500,685697,1371.39]
["USA KY Louisville Standiford Field (TMY3)","KY",500,801331,1602.66]
["USA KY Paducah Barkley Regional Ap (TMY3)","KY",500,796048,1592.1]
["USA KY Somerset(awos) (TMY3)","KY",500,768308,1536.62]
["USA SC Anderson County Ap (TMY3)","SC",500,829707,1659.41]
["USA SC Beaufort Mcas (TMY3)","SC",500,862866,1725.73]
["USA SC Charleston (TMY2)","SC",500,871026,1742.05]
["USA SC Charleston Intl Arpt (TMY3)","SC",500,862817,1725.63]
["USA SC Columbia (TMY2)","SC",500,853344,1706.69]
["USA SC Columbia Metro Arpt (TMY3)","SC",500,836986,1673.97]
["USA SC Florence Regional Ap (TMY3)","SC",500,828700,1657.4]
["USA SC Greenville (TMY2)","SC",500,859640,1719.28]
["USA SC Greenville Downtown Ap (TMY3)","SC",500,794714,1589.43]
["USA SC Greer Greenv'l-spartanbrg Ap (TMY3)","SC",500,854925,1709.85]
["USA SC Myrtle Beach Afb (TMY3)","SC",500,887704,1775.41]
["USA SC North Myrtle Beach Grand Stra (TMY3)","SC",500,888117,1776.23]
["USA SC Sumter Shaw Afb (TMY3)","SC",500,844427,1688.85]
["USA TN Bristol (TMY2)","TN",500,769205,1538.41]
["USA TN Bristol Tri City Airport (TMY3)","TN",500,791020,1582.04]
["USA TN Chattanooga (TMY2)","TN",500,798812,1597.62]
["USA TN Chattanooga Lovell Field Ap (TMY3)","TN",500,803643,1607.29]
["USA TN Crossville Memorial Ap (TMY3)","TN",500,725266,1450.53]
["USA TN Dyersburg Municipal Ap (TMY3)","TN",500,860972,1721.94]
["USA TN Jackson Mckellar-sipes Regl A (TMY3)","TN",500,798866,1597.73]
["USA TN Knoxville (TMY2)","TN",500,779866,1559.73]
["USA TN Knoxville Mcghee Tyson Ap (TMY3)","TN",500,805440,1610.88]
["USA TN Memphis (TMY2)","TN",500,885392,1770.78]
["USA TN Memphis International Ap (TMY3)","TN",500,852206,1704.41]
["USA TN Nashville (TMY2)","TN",500,827335,1654.67]
["USA TN Nashville International Ap (TMY3)","TN",500,814826,1629.65]
["USA MS Columbus Afb (TMY3)","MS",500,813334,1626.67]
["USA MS Golden Tri(awos) (TMY3)","MS",500,841542,1683.08]
["USA MS Greenville Municipal (TMY3)","MS",500,858193,1716.39]
["USA MS Greenwood Leflore Arpt (TMY3)","MS",500,863373,1726.74]
["USA MS Gulfport Biloxi Int (TMY3)","MS",500,772319,1544.64]
["USA MS Hattiesburg Laurel (TMY3)","MS",500,848392,1696.78]
["USA MS Jackson (TMY2)","MS",500,849201,1698.4]
["USA MS Jackson International Ap (TMY3)","MS",500,850715,1701.43]
["USA MS Keesler Afb (TMY3)","MS",500,841602,1683.2]
["USA MS Mccomb Pike County Ap (TMY3)","MS",500,798588,1597.18]
["USA MS Meridian (TMY2)","MS",500,831012,1662.02]
["USA MS Meridian Key Field (TMY3)","MS",500,812021,1624.04]
["USA MS Meridian Naas (TMY3)","MS",500,796637,1593.27]
["USA MS Natchez Hardy(awos) (TMY3)","MS",500,858868,1717.74]
["USA MS Tupelo C D Lemons Arpt (TMY3)","MS",500,811300,1622.6]
["USA FL Crestview Bob Sikes Ap (TMY3)","FL",1000,1512260,1512.26]
["USA FL Daytona Beach (TMY2)","FL",1000,1767800,1767.8]
["USA FL Daytona Beach Intl Ap (TMY3)","FL",1000,1776520,1776.52]
["USA FL Fort Lauderdale (TMY3)","FL",1000,1590000,1590]
["USA FL Fort Lauderdale Hollywood Int (TMY3)","FL",1000,1767750,1767.75]
["USA FL Fort Myers Page Field (TMY3)","FL",1000,1707330,1707.33]
["USA FL Gainesville Regional Ap (TMY3)","FL",1000,1653590,1653.59]
["USA FL Homestead Afb (TMY3)","FL",1000,1786430,1786.43]
["USA FL Jacksonville (TMY2)","FL",1000,1682970,1682.97]
["USA FL Jacksonville Craig (TMY3)","FL",1000,1535810,1535.81]
["USA FL Jacksonville Nas (TMY3)","FL",1000,1650130,1650.13]
["USA FL Key West (TMY2)","FL",1000,1861300,1861.3]
["USA FL Key West Intl Arpt (TMY3)","FL",1000,1874410,1874.41]
["USA FL Key West Nas (TMY3)","FL",1000,1826510,1826.51]
["USA FL Lakeland Linder Rgn (TMY3)","FL",1000,1646210,1646.21]
["USA FL Macdill Afb (TMY3)","FL",1000,1752370,1752.37]
["USA FL Marathon Airport (TMY3)","FL",1000,1710720,1710.72]
["USA FL Mayport Ns (TMY3)","FL",1000,1709560,1709.56]
["USA FL Melbourne Regional Ap (TMY3)","FL",1000,1725550,1725.55]
["USA FL Miami (TMY2)","FL",1000,1747360,1747.36]
["USA FL Miami Intl Ap (TMY3)","FL",1000,1706190,1706.19]
["USA FL Miami Kendall-tamia (TMY3)","FL",1000,1703580,1703.58]
["USA FL Miami Opa Locka (TMY3)","FL",1000,1777360,1777.36]
["USA FL Naples Municipal (TMY3)","FL",1000,1877990,1877.99]
["USA FL Nasa Shuttle Fclty (TMY3)","FL",1000,1723920,1723.92]
["USA FL Ocala Muni (awos) (TMY3)","FL",1000,1833860,1833.86]
["USA FL Orlando Executive Ap (TMY3)","FL",1000,1678490,1678.49]
["USA FL Orlando Intl Arpt (TMY3)","FL",1000,1618850,1618.85]
["USA FL Orlando Sanford Airport (TMY3)","FL",1000,1855390,1855.39]
["USA FL Panama City Bay Co (TMY3)","FL",1000,1737810,1737.81]
["USA FL Pensacola Forest Sherman Nas (TMY3)","FL",1000,1802800,1802.8]
["USA FL Pensacola Regional Ap (TMY3)","FL",1000,1619540,1619.54]
["USA FL Sarasota Bradenton (TMY3)","FL",1000,1778550,1778.55]
["USA FL Southwest Florida I (TMY3)","FL",1000,1647880,1647.88]
["USA FL St Lucie Co Intl (TMY3)","FL",1000,1559470,1559.47]
["USA FL St Petersburg Albert Whitted (TMY3)","FL",1000,1806490,1806.49]
["USA FL St Petersburg Clear (TMY3)","FL",1000,1798080,1798.08]
["USA FL Tallahassee (TMY2)","FL",1000,1708100,1708.1]
["USA FL Tallahassee Regional Ap [isis] (TMY3)","FL",1000,1669910,1669.91]
["USA FL Tampa (TMY2)","FL",1000,1790550,1790.55]
["USA FL Tampa International Ap (TMY3)","FL",1000,1818530,1818.53]
["USA FL Tyndall Afb (TMY3)","FL",1000,1723890,1723.89]
["USA FL Valparaiso Elgin Afb (TMY3)","FL",1000,1766520,1766.52]
["USA FL Valparaiso Hurlburt (TMY3)","FL",1000,1783850,1783.85]
["USA FL Vero Beach Municipal Arpt (TMY3)","FL",1000,1587180,1587.18]
["USA FL West Palm Beach (TMY2)","FL",1000,1710570,1710.57]
["USA FL West Palm Beach Intl Arpt (TMY3)","FL",1000,1769170,1769.17]
["USA FL Whiting Field Naas (TMY3)","FL",1000,1607480,1607.48]
["USA GA Albany Dougherty County Ap (TMY3)","GA",1000,1600290,1600.29]
["USA GA Alma Bacon County Ap (TMY3)","GA",1000,1748280,1748.28]
["USA GA Athens (TMY2)","GA",1000,1728170,1728.17]
["USA GA Athens Ben Epps Ap (TMY3)","GA",1000,1707800,1707.8]
["USA GA Atlanta (TMY2)","GA",1000,1756400,1756.4]
["USA GA Atlanta Hartsfield Intl Ap (TMY3)","GA",1000,1736550,1736.55]
["USA GA Augusta (TMY2)","GA",1000,1695490,1695.49]
["USA GA Augusta Bush Field (TMY3)","GA",1000,1734640,1734.64]
["USA GA Brunswick Golden Is (TMY3)","GA",1000,1733560,1733.56]
["USA GA Brunswick Malcolm Mckinnon Ap (TMY3)","GA",1000,1633980,1633.98]
["USA GA Columbus (TMY2)","GA",1000,1708040,1708.04]
["USA GA Columbus Metropolitan Arpt (TMY3)","GA",1000,1687960,1687.96]
["USA GA Dekalb Peachtree (TMY3)","GA",1000,1465460,1465.46]
["USA GA Fort Benning Lawson (TMY3)","GA",1000,1635710,1635.71]
["USA GA Fulton Co Arpt Brow (TMY3)","GA",1000,1435190,1435.19]
["USA GA Hunter Aaf (TMY3)","GA",1000,1735300,1735.3]
["USA GA Macon (TMY2)","GA",1000,1685920,1685.92]
["USA GA Macon Middle Ga Regional Ap (TMY3)","GA",1000,1711300,1711.3]
["USA GA Marietta Dobbins Afb (TMY3)","GA",1000,1568850,1568.85]
["USA GA Moody Afb Valdosta (TMY3)","GA",1000,1643420,1643.42]
["USA GA Rome R B Russell Ap (TMY3)","GA",1000,1564760,1564.76]
["USA GA Savannah (TMY2)","GA",1000,1727870,1727.87]
["USA GA Savannah Intl Ap (TMY3)","GA",1000,1698540,1698.54]
["USA GA Valdosta Wb Airport (TMY3)","GA",1000,1573790,1573.79]
["USA GA Warner Robins Afb (TMY3)","GA",1000,1664340,1664.34]
["USA KY Bowling Green Warren Co Ap (TMY3)","KY",1000,1377580,1377.58]
["USA KY Cincinnati Northern Ky Ap (TMY3)","KY",1000,1545800,1545.8]
["USA KY Covington (TMY2)","KY",1000,1540260,1540.26]
["USA KY Fort Campbell Aaf (TMY3)","KY",1000,1483150,1483.15]
["USA KY Fort Knox Godman Aaf (TMY3)","KY",1000,1479150,1479.15]
["USA KY Henderson City (TMY3)","KY",1000,1651430,1651.43]
["USA KY Jackson Julian Carroll Ap (TMY3)","KY",1000,1512500,1512.5]
["USA KY Lexington (TMY2)","KY",1000,1559470,1559.47]
["USA KY Lexington Bluegrass Ap (TMY3)","KY",1000,1544220,1544.22]
["USA KY London-corbin Ap (TMY3)","KY",1000,1470000,1470]
["USA KY Louisville (TMY2)","KY",1000,1607520,1607.52]
["USA KY Louisville Bowman Field (TMY3)","KY",1000,1371390,1371.39]
["USA KY Louisville Standiford Field (TMY3)","KY",1000,1602660,1602.66]
["USA KY Paducah Barkley Regional Ap (TMY3)","KY",1000,1592100,1592.1]
["USA KY Somerset(awos) (TMY3)","KY",1000,1536620,1536.62]
["USA SC Anderson County Ap (TMY3)","SC",1000,1659410,1659.41]
["USA SC Beaufort Mcas (TMY3)","SC",1000,1725730,1725.73]
["USA SC Charleston (TMY2)","SC",1000,1742050,1742.05]
["USA SC Charleston Intl Arpt (TMY3)","SC",1000,1725630,1725.63]
["USA SC Columbia (TMY2)","SC",1000,1706690,1706.69]
["USA SC Columbia Metro Arpt (TMY3)","SC",1000,1673970,1673.97]
["USA SC Florence Regional Ap (TMY3)","SC",1000,1657400,1657.4]
["USA SC Greenville (TMY2)","SC",1000,1719280,1719.28]
["USA SC Greenville Downtown Ap (TMY3)","SC",1000,1589430,1589.43]
["USA SC Greer Greenv'l-spartanbrg Ap (TMY3)","SC",1000,1709850,1709.85]
["USA SC Myrtle Beach Afb (TMY3)","SC",1000,1775410,1775.41]
["USA SC North Myrtle Beach Grand Stra (TMY3)","SC",1000,1776230,1776.23]
["USA SC Sumter Shaw Afb (TMY3)","SC",1000,1688850,1688.85]
["USA TN Bristol (TMY2)","TN",1000,1538410,1538.41]
["USA TN Bristol Tri City Airport (TMY3)","TN",1000,1582040,1582.04]
["USA TN Chattanooga (TMY2)","TN",1000,1597620,1597.62]
["USA TN Chattanooga Lovell Field Ap (TMY3)","TN",1000,1607290,1607.29]
["USA TN Crossville Memorial Ap (TMY3)","TN",1000,1450530,1450.53]
["USA TN Dyersburg Municipal Ap (TMY3)","TN",1000,1721940,1721.94]
["USA TN Jackson Mckellar-sipes Regl A (TMY3)","TN",1000,1597730,1597.73]
["USA TN Knoxville (TMY2)","TN",1000,1559730,1559.73]
["USA TN Knoxville Mcghee Tyson Ap (TMY3)","TN",1000,1610880,1610.88]
["USA TN Memphis (TMY2)","TN",1000,1770780,1770.78]
["USA TN Memphis International Ap (TMY3)","TN",1000,1704410,1704.41]
["USA TN Nashville (TMY2)","TN",1000,1654670,1654.67]
["USA TN Nashville International Ap (TMY3)","TN",1000,1629650,1629.65]
["USA MS Columbus Afb (TMY3)","MS",1000,1626670,1626.67]
["USA MS Golden Tri(awos) (TMY3)","MS",1000,1683080,1683.08]
["USA MS Greenville Municipal (TMY3)","MS",1000,1716390,1716.39]
["USA MS Greenwood Leflore Arpt (TMY3)","MS",1000,1726750,1726.74]
["USA MS Gulfport Biloxi Int (TMY3)","MS",1000,1544640,1544.64]
["USA MS Hattiesburg Laurel (TMY3)","MS",1000,1696780,1696.78]
["USA MS Jackson (TMY2)","MS",1000,1698400,1698.4]
["USA MS Jackson International Ap (TMY3)","MS",1000,1701430,1701.43]
["USA MS Keesler Afb (TMY3)","MS",1000,1683200,1683.2]
["USA MS Mccomb Pike County Ap (TMY3)","MS",1000,1597180,1597.18]
["USA MS Meridian (TMY2)","MS",1000,1662020,1662.02]
["USA MS Meridian Key Field (TMY3)","MS",1000,1624040,1624.04]
["USA MS Meridian Naas (TMY3)","MS",1000,1593270,1593.27]
["USA MS Natchez Hardy(awos) (TMY3)","MS",1000,1717740,1717.74]
["USA MS Tupelo C D Lemons Arpt (TMY3)","MS",1000,1622600,1622.6]
["USA FL Crestview Bob Sikes Ap (TMY3)","FL",1500,2268380,1512.26]
["USA FL Daytona Beach (TMY2)","FL",1500,2651700,1767.8]
["USA FL Daytona Beach Intl Ap (TMY3)","FL",1500,2664780,1776.52]
["USA FL Fort Lauderdale (TMY3)","FL",1500,2385000,1590]
["USA FL Fort Lauderdale Hollywood Int (TMY3)","FL",1500,2651620,1767.75]
["USA FL Fort Myers Page Field (TMY3)","FL",1500,2560990,1707.33]
["USA FL Gainesville Regional Ap (TMY3)","FL",1500,2480380,1653.59]
["USA FL Homestead Afb (TMY3)","FL",1500,2679640,1786.43]
["USA FL Jacksonville (TMY2)","FL",1500,2524450,1682.97]
["USA FL Jacksonville Craig (TMY3)","FL",1500,2303710,1535.81]
["USA FL Jacksonville Nas (TMY3)","FL",1500,2475200,1650.13]
["USA FL Key West (TMY2)","FL",1500,2791950,1861.3]
["USA FL Key West Intl Arpt (TMY3)","FL",1500,2811620,1874.41]
["USA FL Key West Nas (TMY3)","FL",1500,2739770,1826.51]
["USA FL Lakeland Linder Rgn (TMY3)","FL",1500,2469320,1646.21]
["USA FL Macdill Afb (TMY3)","FL",1500,2628560,1752.37]
["USA FL Marathon Airport (TMY3)","FL",1500,2566090,1710.72]
["USA FL Mayport Ns (TMY3)","FL",1500,2564330,1709.56]
["USA FL Melbourne Regional Ap (TMY3)","FL",1500,2588320,1725.55]
["USA FL Miami (TMY2)","FL",1500,2621040,1747.36]
["USA FL Miami Intl Ap (TMY3)","FL",1500,2559280,1706.19]
["USA FL Miami Kendall-tamia (TMY3)","FL",1500,2555370,1703.58]
["USA FL Miami Opa Locka (TMY3)","FL",1500,2666040,1777.36]
["USA FL Naples Municipal (TMY3)","FL",1500,2816980,1877.99]
["USA FL Nasa Shuttle Fclty (TMY3)","FL",1500,2585890,1723.92]
["USA FL Ocala Muni (awos) (TMY3)","FL",1500,2750800,1833.86]
["USA FL Orlando Executive Ap (TMY3)","FL",1500,2517740,1678.49]
["USA FL Orlando Intl Arpt (TMY3)","FL",1500,2428280,1618.85]
["USA FL Orlando Sanford Airport (TMY3)","FL",1500,2783080,1855.39]
["USA FL Panama City Bay Co (TMY3)","FL",1500,2606710,1737.81]
["USA FL Pensacola Forest Sherman Nas (TMY3)","FL",1500,2704200,1802.8]
["USA FL Pensacola Regional Ap (TMY3)","FL",1500,2429310,1619.54]
["USA FL Sarasota Bradenton (TMY3)","FL",1500,2667830,1778.55]
["USA FL Southwest Florida I (TMY3)","FL",1500,2471820,1647.88]
["USA FL St Lucie Co Intl (TMY3)","FL",1500,2339210,1559.47]
["USA FL St Petersburg Albert Whitted (TMY3)","FL",1500,2709730,1806.49]
["USA FL St Petersburg Clear (TMY3)","FL",1500,2697120,1798.08]
["USA FL Tallahassee (TMY2)","FL",1500,2562150,1708.1]
["USA FL Tallahassee Regional Ap [isis] (TMY3)","FL",1500,2504870,1669.91]
["USA FL Tampa (TMY2)","FL",1500,2685820,1790.55]
["USA FL Tampa International Ap (TMY3)","FL",1500,2727790,1818.53]
["USA FL Tyndall Afb (TMY3)","FL",1500,2585840,1723.89]
["USA FL Valparaiso Elgin Afb (TMY3)","FL",1500,2649780,1766.52]
["USA FL Valparaiso Hurlburt (TMY3)","FL",1500,2675780,1783.85]
["USA FL Vero Beach Municipal Arpt (TMY3)","FL",1500,2380780,1587.18]
["USA FL West Palm Beach (TMY2)","FL",1500,2565860,1710.57]
["USA FL West Palm Beach Intl Arpt (TMY3)","FL",1500,2653750,1769.17]
["USA FL Whiting Field Naas (TMY3)","FL",1500,2411220,1607.48]
["USA GA Albany Dougherty County Ap (TMY3)","GA",1500,2400440,1600.29]
["USA GA Alma Bacon County Ap (TMY3)","GA",1500,2622420,1748.28]
["USA GA Athens (TMY2)","GA",1500,2592250,1728.17]
["USA GA Athens Ben Epps Ap (TMY3)","GA",1500,2561710,1707.8]
["USA GA Atlanta (TMY2)","GA",1500,2634600,1756.4]
["USA GA Atlanta Hartsfield Intl Ap (TMY3)","GA",1500,2604820,1736.55]
["USA GA Augusta (TMY2)","GA",1500,2543230,1695.49]
["USA GA Augusta Bush Field (TMY3)","GA",1500,2601960,1734.64]
["USA GA Brunswick Golden Is (TMY3)","GA",1500,2600340,1733.56]
["USA GA Brunswick Malcolm Mckinnon Ap (TMY3)","GA",1500,2450970,1633.98]
["USA GA Columbus (TMY2)","GA",1500,2562060,1708.04]
["USA GA Columbus Metropolitan Arpt (TMY3)","GA",1500,2531940,1687.96]
["USA GA Dekalb Peachtree (TMY3)","GA",1500,2198190,1465.46]
["USA GA Fort Benning Lawson (TMY3)","GA",1500,2453570,1635.71]
["USA GA Fulton Co Arpt Brow (TMY3)","GA",1500,2152790,1435.19]
["USA GA Hunter Aaf (TMY3)","GA",1500,2602950,1735.3]
["USA GA Macon (TMY2)","GA",1500,2528880,1685.92]
["USA GA Macon Middle Ga Regional Ap (TMY3)","GA",1500,2566950,1711.3]
["USA GA Marietta Dobbins Afb (TMY3)","GA",1500,2353270,1568.85]
["USA GA Moody Afb Valdosta (TMY3)","GA",1500,2465130,1643.42]
["USA GA Rome R B Russell Ap (TMY3)","GA",1500,2347140,1564.76]
["USA GA Savannah (TMY2)","GA",1500,2591810,1727.87]
["USA GA Savannah Intl Ap (TMY3)","GA",1500,2547810,1698.54]
["USA GA Valdosta Wb Airport (TMY3)","GA",1500,2360680,1573.79]
["USA GA Warner Robins Afb (TMY3)","GA",1500,2496500,1664.34]
["USA KY Bowling Green Warren Co Ap (TMY3)","KY",1500,2066370,1377.58]
["USA KY Cincinnati Northern Ky Ap (TMY3)","KY",1500,2318700,1545.8]
["USA KY Covington (TMY2)","KY",1500,2310380,1540.26]
["USA KY Fort Campbell Aaf (TMY3)","KY",1500,2224720,1483.15]
["USA KY Fort Knox Godman Aaf (TMY3)","KY",1500,2218720,1479.15]
["USA KY Henderson City (TMY3)","KY",1500,2477140,1651.43]
["USA KY Jackson Julian Carroll Ap (TMY3)","KY",1500,2268760,1512.5]
["USA KY Lexington (TMY2)","KY",1500,2339200,1559.47]
["USA KY Lexington Bluegrass Ap (TMY3)","KY",1500,2316320,1544.22]
["USA KY London-corbin Ap (TMY3)","KY",1500,2205000,1470]
["USA KY Louisville (TMY2)","KY",1500,2411280,1607.52]
["USA KY Louisville Bowman Field (TMY3)","KY",1500,2057090,1371.39]
["USA KY Louisville Standiford Field (TMY3)","KY",1500,2403990,1602.66]
["USA KY Paducah Barkley Regional Ap (TMY3)","KY",1500,2388140,1592.1]
["USA KY Somerset(awos) (TMY3)","KY",1500,2304920,1536.62]
["USA SC Anderson County Ap (TMY3)","SC",1500,2489120,1659.41]
["USA SC Beaufort Mcas (TMY3)","SC",1500,2588600,1725.73]
["USA SC Charleston (TMY2)","SC",1500,2613080,1742.05]
["USA SC Charleston Intl Arpt (TMY3)","SC",1500,2588450,1725.63]
["USA SC Columbia (TMY2)","SC",1500,2560030,1706.69]
["USA SC Columbia Metro Arpt (TMY3)","SC",1500,2510960,1673.97]
["USA SC Florence Regional Ap (TMY3)","SC",1500,2486100,1657.4]
["USA SC Greenville (TMY2)","SC",1500,2578920,1719.28]
["USA SC Greenville Downtown Ap (TMY3)","SC",1500,2384140,1589.43]
["USA SC Greer Greenv'l-spartanbrg Ap (TMY3)","SC",1500,2564780,1709.85]
["USA SC Myrtle Beach Afb (TMY3)","SC",1500,2663110,1775.41]
["USA SC North Myrtle Beach Grand Stra (TMY3)","SC",1500,2664350,1776.23]
["USA SC Sumter Shaw Afb (TMY3)","SC",1500,2533280,1688.85]
["USA TN Bristol (TMY2)","TN",1500,2307610,1538.41]
["USA TN Bristol Tri City Airport (TMY3)","TN",1500,2373060,1582.04]
["USA TN Chattanooga (TMY2)","TN",1500,2396440,1597.62]
["USA TN Chattanooga Lovell Field Ap (TMY3)","TN",1500,2410930,1607.29]
["USA TN Crossville Memorial Ap (TMY3)","TN",1500,2175800,1450.53]
["USA TN Dyersburg Municipal Ap (TMY3)","TN",1500,2582920,1721.94]
["USA TN Jackson Mckellar-sipes Regl A (TMY3)","TN",1500,2396600,1597.73]
["USA TN Knoxville (TMY2)","TN",1500,2339600,1559.73]
["USA TN Knoxville Mcghee Tyson Ap (TMY3)","TN",1500,2416320,1610.88]
["USA TN Memphis (TMY2)","TN",1500,2656180,1770.78]
["USA TN Memphis International Ap (TMY3)","TN",1500,2556620,1704.41]
["USA TN Nashville (TMY2)","TN",1500,2482000,1654.67]
["USA TN Nashville International Ap (TMY3)","TN",1500,2444480,1629.65]
["USA MS Columbus Afb (TMY3)","MS",1500,2440000,1626.67]
["USA MS Golden Tri(awos) (TMY3)","MS",1500,2524630,1683.08]
["USA MS Greenville Municipal (TMY3)","MS",1500,2574580,1716.39]
["USA MS Greenwood Leflore Arpt (TMY3)","MS",1500,2590120,1726.74]
["USA MS Gulfport Biloxi Int (TMY3)","MS",1500,2316960,1544.64]
["USA MS Hattiesburg Laurel (TMY3)","MS",1500,2545170,1696.78]
["USA MS Jackson (TMY2)","MS",1500,2547600,1698.4]
["USA MS Jackson International Ap (TMY3)","MS",1500,2552140,1701.43]
["USA MS Keesler Afb (TMY3)","MS",1500,2524810,1683.2]
["USA MS Mccomb Pike County Ap (TMY3)","MS",1500,2395760,1597.18]
["USA MS Meridian (TMY2)","MS",1500,2493040,1662.02]
["USA MS Meridian Key Field (TMY3)","MS",1500,2436060,1624.04]
["USA MS Meridian Naas (TMY3)","MS",1500,2389910,1593.27]
["USA MS Natchez Hardy(awos) (TMY3)","MS",1500,2576600,1717.74]
["USA MS Tupelo C D Lemons Arpt (TMY3)","MS",1500,2433900,1622.6]
["USA FL Crestview Bob Sikes Ap (TMY3)","FL",2000,3024510,1512.26]
["USA FL Daytona Beach (TMY2)","FL",2000,3535600,1767.8]
["USA FL Daytona Beach Intl Ap (TMY3)","FL",2000,3553040,1776.52]
["USA FL Fort Lauderdale (TMY3)","FL",2000,3179990,1590]
["USA FL Fort Lauderdale Hollywood Int (TMY3)","FL",2000,3535500,1767.75]
["USA FL Fort Myers Page Field (TMY3)","FL",2000,3414660,1707.33]
["USA FL Gainesville Regional Ap (TMY3)","FL",2000,3307170,1653.59]
["USA FL Homestead Afb (TMY3)","FL",2000,3572860,1786.43]
["USA FL Jacksonville (TMY2)","FL",2000,3365940,1682.97]
["USA FL Jacksonville Craig (TMY3)","FL",2000,3071610,1535.81]
["USA FL Jacksonville Nas (TMY3)","FL",2000,3300260,1650.13]
["USA FL Key West (TMY2)","FL",2000,3722600,1861.3]
["USA FL Key West Intl Arpt (TMY3)","FL",2000,3748820,1874.41]
["USA FL Key West Nas (TMY3)","FL",2000,3653030,1826.51]
["USA FL Lakeland Linder Rgn (TMY3)","FL",2000,3292420,1646.21]
["USA FL Macdill Afb (TMY3)","FL",2000,3504750,1752.37]
["USA FL Marathon Airport (TMY3)","FL",2000,3421450,1710.72]
["USA FL Mayport Ns (TMY3)","FL",2000,3419110,1709.56]
["USA FL Melbourne Regional Ap (TMY3)","FL",2000,3451100,1725.55]
["USA FL Miami (TMY2)","FL",2000,3494720,1747.36]
["USA FL Miami Intl Ap (TMY3)","FL",2000,3412380,1706.19]
["USA FL Miami Kendall-tamia (TMY3)","FL",2000,3407160,1703.58]
["USA FL Miami Opa Locka (TMY3)","FL",2000,3554720,1777.36]
["USA FL Naples Municipal (TMY3)","FL",2000,3755980,1877.99]
["USA FL Nasa Shuttle Fclty (TMY3)","FL",2000,3447850,1723.92]
["USA FL Ocala Muni (awos) (TMY3)","FL",2000,3667730,1833.86]
["USA FL Orlando Executive Ap (TMY3)","FL",2000,3356980,1678.49]
["USA FL Orlando Intl Arpt (TMY3)","FL",2000,3237710,1618.85]
["USA FL Orlando Sanford Airport (TMY3)","FL",2000,3710780,1855.39]
["USA FL Panama City Bay Co (TMY3)","FL",2000,3475620,1737.81]
["USA FL Pensacola Forest Sherman Nas (TMY3)","FL",2000,3605600,1802.8]
["USA FL Pensacola Regional Ap (TMY3)","FL",2000,3239080,1619.54]
["USA FL Sarasota Bradenton (TMY3)","FL",2000,3557110,1778.55]
["USA FL Southwest Florida I (TMY3)","FL",2000,3295760,1647.88]
["USA FL St Lucie Co Intl (TMY3)","FL",2000,3118940,1559.47]
["USA FL St Petersburg Albert Whitted (TMY3)","FL",2000,3612970,1806.49]
["USA FL St Petersburg Clear (TMY3)","FL",2000,3596160,1798.08]
["USA FL Tallahassee (TMY2)","FL",2000,3416200,1708.1]
["USA FL Tallahassee Regional Ap [isis] (TMY3)","FL",2000,3339830,1669.91]
["USA FL Tampa (TMY2)","FL",2000,3581090,1790.55]
["USA FL Tampa International Ap (TMY3)","FL",2000,3637050,1818.53]
["USA FL Tyndall Afb (TMY3)","FL",2000,3447780,1723.89]
["USA FL Valparaiso Elgin Afb (TMY3)","FL",2000,3533040,1766.52]
["USA FL Valparaiso Hurlburt (TMY3)","FL",2000,3567710,1783.85]
["USA FL Vero Beach Municipal Arpt (TMY3)","FL",2000,3174370,1587.18]
["USA FL West Palm Beach (TMY2)","FL",2000,3421140,1710.57]
["USA FL West Palm Beach Intl Arpt (TMY3)","FL",2000,3538340,1769.17]
["USA FL Whiting Field Naas (TMY3)","FL",2000,3214960,1607.48]
["USA GA Albany Dougherty County Ap (TMY3)","GA",2000,3200580,1600.29]
["USA GA Alma Bacon County Ap (TMY3)","GA",2000,3496560,1748.28]
["USA GA Athens (TMY2)","GA",2000,3456340,1728.17]
["USA GA Athens Ben Epps Ap (TMY3)","GA",2000,3415610,1707.8]
["USA GA Atlanta (TMY2)","GA",2000,3512800,1756.4]
["USA GA Atlanta Hartsfield Intl Ap (TMY3)","GA",2000,3473100,1736.55]
["USA GA Augusta (TMY2)","GA",2000,3390980,1695.49]
["USA GA Augusta Bush Field (TMY3)","GA",2000,3469290,1734.64]
["USA GA Brunswick Golden Is (TMY3)","GA",2000,3467110,1733.56]
["USA GA Brunswick Malcolm Mckinnon Ap (TMY3)","GA",2000,3267960,1633.98]
["USA GA Columbus (TMY2)","GA",2000,3416080,1708.04]
["USA GA Columbus Metropolitan Arpt (TMY3)","GA",2000,3375920,1687.96]
["USA GA Dekalb Peachtree (TMY3)","GA",2000,2930920,1465.46]
["USA GA Fort Benning Lawson (TMY3)","GA",2000,3271420,1635.71]
["USA GA Fulton Co Arpt Brow (TMY3)","GA",2000,2870390,1435.19]
["USA GA Hunter Aaf (TMY3)","GA",2000,3470600,1735.3]
["USA GA Macon (TMY2)","GA",2000,3371840,1685.92]
["USA GA Macon Middle Ga Regional Ap (TMY3)","GA",2000,3422600,1711.3]
["USA GA Marietta Dobbins Afb (TMY3)","GA",2000,3137700,1568.85]
["USA GA Moody Afb Valdosta (TMY3)","GA",2000,3286850,1643.42]
["USA GA Rome R B Russell Ap (TMY3)","GA",2000,3129530,1564.76]
["USA GA Savannah (TMY2)","GA",2000,3455750,1727.87]
["USA GA Savannah Intl Ap (TMY3)","GA",2000,3397080,1698.54]
["USA GA Valdosta Wb Airport (TMY3)","GA",2000,3147570,1573.79]
["USA GA Warner Robins Afb (TMY3)","GA",2000,3328670,1664.34]
["USA KY Bowling Green Warren Co Ap (TMY3)","KY",2000,2755170,1377.58]
["USA KY Cincinnati Northern Ky Ap (TMY3)","KY",2000,3091610,1545.8]
["USA KY Covington (TMY2)","KY",2000,3080510,1540.26]
["USA KY Fort Campbell Aaf (TMY3)","KY",2000,2966300,1483.15]
["USA KY Fort Knox Godman Aaf (TMY3)","KY",2000,2958290,1479.15]
["USA KY Henderson City (TMY3)","KY",2000,3302860,1651.43]
["USA KY Jackson Julian Carroll Ap (TMY3)","KY",2000,3025010,1512.5]
["USA KY Lexington (TMY2)","KY",2000,3118940,1559.47]
["USA KY Lexington Bluegrass Ap (TMY3)","KY",2000,3088430,1544.22]
["USA KY London-corbin Ap (TMY3)","KY",2000,2940000,1470]
["USA KY Louisville (TMY2)","KY",2000,3215040,1607.52]
["USA KY Louisville Bowman Field (TMY3)","KY",2000,2742790,1371.39]
["USA KY Louisville Standiford Field (TMY3)","KY",2000,3205330,1602.66]
["USA KY Paducah Barkley Regional Ap (TMY3)","KY",2000,3184190,1592.1]
["USA KY Somerset(awos) (TMY3)","KY",2000,3073230,1536.62]
["USA SC Anderson County Ap (TMY3)","SC",2000,3318830,1659.41]
["USA SC Beaufort Mcas (TMY3)","SC",2000,3451460,1725.73]
["USA SC Charleston (TMY2)","SC",2000,3484100,1742.05]
["USA SC Charleston Intl Arpt (TMY3)","SC",2000,3451270,1725.63]
["USA SC Columbia (TMY2)","SC",2000,3413370,1706.69]
["USA SC Columbia Metro Arpt (TMY3)","SC",2000,3347950,1673.97]
["USA SC Florence Regional Ap (TMY3)","SC",2000,3314800,1657.4]
["USA SC Greenville (TMY2)","SC",2000,3438560,1719.28]
["USA SC Greenville Downtown Ap (TMY3)","SC",2000,3178850,1589.43]
["USA SC Greer Greenv'l-spartanbrg Ap (TMY3)","SC",2000,3419700,1709.85]
["USA SC Myrtle Beach Afb (TMY3)","SC",2000,3550820,1775.41]
["USA SC North Myrtle Beach Grand Stra (TMY3)","SC",2000,3552470,1776.23]
["USA SC Sumter Shaw Afb (TMY3)","SC",2000,3377710,1688.85]
["USA TN Bristol (TMY2)","TN",2000,3076820,1538.41]
["USA TN Bristol Tri City Airport (TMY3)","TN",2000,3164080,1582.04]
["USA TN Chattanooga (TMY2)","TN",2000,3195250,1597.62]
["USA TN Chattanooga Lovell Field Ap (TMY3)","TN",2000,3214570,1607.29]
["USA TN Crossville Memorial Ap (TMY3)","TN",2000,2901060,1450.53]
["USA TN Dyersburg Municipal Ap (TMY3)","TN",2000,3443890,1721.94]
["USA TN Jackson Mckellar-sipes Regl A (TMY3)","TN",2000,3195460,1597.73]
["USA TN Knoxville (TMY2)","TN",2000,3119470,1559.73]
["USA TN Knoxville Mcghee Tyson Ap (TMY3)","TN",2000,3221760,1610.88]
["USA TN Memphis (TMY2)","TN",2000,3541570,1770.78]
["USA TN Memphis International Ap (TMY3)","TN",2000,3408820,1704.41]
["USA TN Nashville (TMY2)","TN",2000,3309340,1654.67]
["USA TN Nashville International Ap (TMY3)","TN",2000,3259300,1629.65]
["USA MS Columbus Afb (TMY3)","MS",2000,3253340,1626.67]
["USA MS Golden Tri(awos) (TMY3)","MS",2000,3366170,1683.08]
["USA MS Greenville Municipal (TMY3)","MS",2000,3432770,1716.39]
["USA MS Greenwood Leflore Arpt (TMY3)","MS",2000,3453490,1726.74]
["USA MS Gulfport Biloxi Int (TMY3)","MS",2000,3089280,1544.64]
["USA MS Hattiesburg Laurel (TMY3)","MS",2000,3393570,1696.78]
["USA MS Jackson (TMY2)","MS",2000,3396800,1698.4]
["USA MS Jackson International Ap (TMY3)","MS",2000,3402860,1701.43]
["USA MS Keesler Afb (TMY3)","MS",2000,3366410,1683.2]
["USA MS Mccomb Pike County Ap (TMY3)","MS",2000,3194350,1597.18]
["USA MS Meridian (TMY2)","MS",2000,3324050,1662.02]
["USA MS Meridian Key Field (TMY3)","MS",2000,3248090,1624.04]
["USA MS Meridian Naas (TMY3)","MS",2000,3186550,1593.27]
["USA MS Natchez Hardy(awos) (TMY3)","MS",2000,3435470,1717.74]
["USA MS Tupelo C D Lemons Arpt (TMY3)","MS",2000,3245200,1622.6]
["USA FL Crestview Bob Sikes Ap (TMY3)","FL",2500,3780640,1512.26]
["USA FL Daytona Beach (TMY2)","FL",2500,4419500,1767.8]
["USA FL Daytona Beach Intl Ap (TMY3)","FL",2500,4441300,1776.52]
["USA FL Fort Lauderdale (TMY3)","FL",2500,3974990,1590]
["USA FL Fort Lauderdale Hollywood Int (TMY3)","FL",2500,4419370,1767.75]
["USA FL Fort Myers Page Field (TMY3)","FL",2500,4268320,1707.33]
["USA FL Gainesville Regional Ap (TMY3)","FL",2500,4133960,1653.59]
["USA FL Homestead Afb (TMY3)","FL",2500,4466070,1786.43]
["USA FL Jacksonville (TMY2)","FL",2500,4207420,1682.97]
["USA FL Jacksonville Craig (TMY3)","FL",2500,3839520,1535.81]
["USA FL Jacksonville Nas (TMY3)","FL",2500,4125330,1650.13]
["USA FL Key West (TMY2)","FL",2500,4653250,1861.3]
["USA FL Key West Intl Arpt (TMY3)","FL",2500,4686030,1874.41]
["USA FL Key West Nas (TMY3)","FL",2500,4566280,1826.51]
["USA FL Lakeland Linder Rgn (TMY3)","FL",2500,4115530,1646.21]
["USA FL Macdill Afb (TMY3)","FL",2500,4380930,1752.37]
["USA FL Marathon Airport (TMY3)","FL",2500,4276810,1710.72]
["USA FL Mayport Ns (TMY3)","FL",2500,4273890,1709.56]
["USA FL Melbourne Regional Ap (TMY3)","FL",2500,4313870,1725.55]
["USA FL Miami (TMY2)","FL",2500,4368400,1747.36]
["USA FL Miami Intl Ap (TMY3)","FL",2500,4265470,1706.19]
["USA FL Miami Kendall-tamia (TMY3)","FL",2500,4258950,1703.58]
["USA FL Miami Opa Locka (TMY3)","FL",2500,4443400,1777.36]
["USA FL Naples Municipal (TMY3)","FL",2500,4694970,1877.99]
["USA FL Nasa Shuttle Fclty (TMY3)","FL",2500,4309810,1723.92]
["USA FL Ocala Muni (awos) (TMY3)","FL",2500,4584660,1833.86]
["USA FL Orlando Executive Ap (TMY3)","FL",2500,4196230,1678.49]
["USA FL Orlando Intl Arpt (TMY3)","FL",2500,4047140,1618.85]
["USA FL Orlando Sanford Airport (TMY3)","FL",2500,4638470,1855.39]
["USA FL Panama City Bay Co (TMY3)","FL",2500,4344520,1737.81]
["USA FL Pensacola Forest Sherman Nas (TMY3)","FL",2500,4507000,1802.8]
["USA FL Pensacola Regional Ap (TMY3)","FL",2500,4048850,1619.54]
["USA FL Sarasota Bradenton (TMY3)","FL",2500,4446380,1778.55]
["USA FL Southwest Florida I (TMY3)","FL",2500,4119700,1647.88]
["USA FL St Lucie Co Intl (TMY3)","FL",2500,3898680,1559.47]
["USA FL St Petersburg Albert Whitted (TMY3)","FL",2500,4516220,1806.49]
["USA FL St Petersburg Clear (TMY3)","FL",2500,4495200,1798.08]
["USA FL Tallahassee (TMY2)","FL",2500,4270250,1708.1]
["USA FL Tallahassee Regional Ap [isis] (TMY3)","FL",2500,4174780,1669.91]
["USA FL Tampa (TMY2)","FL",2500,4476360,1790.55]
["USA FL Tampa International Ap (TMY3)","FL",2500,4546320,1818.53]
["USA FL Tyndall Afb (TMY3)","FL",2500,4309730,1723.89]
["USA FL Valparaiso Elgin Afb (TMY3)","FL",2500,4416300,1766.52]
["USA FL Valparaiso Hurlburt (TMY3)","FL",2500,4459640,1783.85]
["USA FL Vero Beach Municipal Arpt (TMY3)","FL",2500,3967960,1587.18]
["USA FL West Palm Beach (TMY2)","FL",2500,4276430,1710.57]
["USA FL West Palm Beach Intl Arpt (TMY3)","FL",2500,4422920,1769.17]
["USA FL Whiting Field Naas (TMY3)","FL",2500,4018700,1607.48]
["USA GA Albany Dougherty County Ap (TMY3)","GA",2500,4000730,1600.29]
["USA GA Alma Bacon County Ap (TMY3)","GA",2500,4370700,1748.28]
["USA GA Athens (TMY2)","GA",2500,4320420,1728.17]
["USA GA Athens Ben Epps Ap (TMY3)","GA",2500,4269510,1707.8]
["USA GA Atlanta (TMY2)","GA",2500,4391000,1756.4]
["USA GA Atlanta Hartsfield Intl Ap (TMY3)","GA",2500,4341370,1736.55]
["USA GA Augusta (TMY2)","GA",2500,4238720,1695.49]
["USA GA Augusta Bush Field (TMY3)","GA",2500,4336610,1734.64]
["USA GA Brunswick Golden Is (TMY3)","GA",2500,4333890,1733.56]
["USA GA Brunswick Malcolm Mckinnon Ap (TMY3)","GA",2500,4084950,1633.98]
["USA GA Columbus (TMY2)","GA",2500,4270100,1708.04]
["USA GA Columbus Metropolitan Arpt (TMY3)","GA",2500,4219900,1687.96]
["USA GA Dekalb Peachtree (TMY3)","GA",2500,3663650,1465.46]
["USA GA Fort Benning Lawson (TMY3)","GA",2500,4089280,1635.71]
["USA GA Fulton Co Arpt Brow (TMY3)","GA",2500,3587980,1435.19]
["USA GA Hunter Aaf (TMY3)","GA",2500,4338250,1735.3]
["USA GA Macon (TMY2)","GA",2500,4214800,1685.92]
["USA GA Macon Middle Ga Regional Ap (TMY3)","GA",2500,4278250,1711.3]
["USA GA Marietta Dobbins Afb (TMY3)","GA",2500,3922120,1568.85]
["USA GA Moody Afb Valdosta (TMY3)","GA",2500,4108560,1643.42]
["USA GA Rome R B Russell Ap (TMY3)","GA",2500,3911910,1564.76]
["USA GA Savannah (TMY2)","GA",2500,4319690,1727.87]
["USA GA Savannah Intl Ap (TMY3)","GA",2500,4246350,1698.54]
["USA GA Valdosta Wb Airport (TMY3)","GA",2500,3934460,1573.79]
["USA GA Warner Robins Afb (TMY3)","GA",2500,4160840,1664.34]
["USA KY Bowling Green Warren Co Ap (TMY3)","KY",2500,3443960,1377.58]
["USA KY Cincinnati Northern Ky Ap (TMY3)","KY",2500,3864510,1545.8]
["USA KY Covington (TMY2)","KY",2500,3850640,1540.26]
["USA KY Fort Campbell Aaf (TMY3)","KY",2500,3707870,1483.15]
["USA KY Fort Knox Godman Aaf (TMY3)","KY",2500,3697870,1479.15]
["USA KY Henderson City (TMY3)","KY",2500,4128570,1651.43]
["USA KY Jackson Julian Carroll Ap (TMY3)","KY",2500,3781260,1512.5]
["USA KY Lexington (TMY2)","KY",2500,3898670,1559.47]
["USA KY Lexington Bluegrass Ap (TMY3)","KY",2500,3860540,1544.22]
["USA KY London-corbin Ap (TMY3)","KY",2500,3675000,1470]
["USA KY Louisville (TMY2)","KY",2500,4018800,1607.52]
["USA KY Louisville Bowman Field (TMY3)","KY",2500,3428480,1371.39]
["USA KY Louisville Standiford Field (TMY3)","KY",2500,4006660,1602.66]
["USA KY Paducah Barkley Regional Ap (TMY3)","KY",2500,3980240,1592.1]
["USA KY Somerset(awos) (TMY3)","KY",2500,3841540,1536.62]
["USA SC Anderson County Ap (TMY3)","SC",2500,4148530,1659.41]
["USA SC Beaufort Mcas (TMY3)","SC",2500,4314330,1725.73]
["USA SC Charleston (TMY2)","SC",2500,4355130,1742.05]
["USA SC Charleston Intl Arpt (TMY3)","SC",2500,4314080,1725.63]
["USA SC Columbia (TMY2)","SC",2500,4266720,1706.69]
["USA SC Columbia Metro Arpt (TMY3)","SC",2500,4184930,1673.97]
["USA SC Florence Regional Ap (TMY3)","SC",2500,4143500,1657.4]
["USA SC Greenville (TMY2)","SC",2500,4298200,1719.28]
["USA SC Greenville Downtown Ap (TMY3)","SC",2500,3973570,1589.43]
["USA SC Greer Greenv'l-spartanbrg Ap (TMY3)","SC",2500,4274630,1709.85]
["USA SC Myrtle Beach Afb (TMY3)","SC",2500,4438520,1775.41]
["USA SC North Myrtle Beach Grand Stra (TMY3)","SC",2500,4440580,1776.23]
["USA SC Sumter Shaw Afb (TMY3)","SC",2500,4222130,1688.85]
["USA TN Bristol (TMY2)","TN",2500,3846020,1538.41]
["USA TN Bristol Tri City Airport (TMY3)","TN",2500,3955100,1582.04]
["USA TN Chattanooga (TMY2)","TN",2500,3994060,1597.62]
["USA TN Chattanooga Lovell Field Ap (TMY3)","TN",2500,4018210,1607.29]
["USA TN Crossville Memorial Ap (TMY3)","TN",2500,3626330,1450.53]
["USA TN Dyersburg Municipal Ap (TMY3)","TN",2500,4304860,1721.94]
["USA TN Jackson Mckellar-sipes Regl A (TMY3)","TN",2500,3994330,1597.73]
["USA TN Knoxville (TMY2)","TN",2500,3899330,1559.73]
["USA TN Knoxville Mcghee Tyson Ap (TMY3)","TN",2500,4027200,1610.88]
["USA TN Memphis (TMY2)","TN",2500,4426960,1770.78]
["USA TN Memphis International Ap (TMY3)","TN",2500,4261030,1704.41]
["USA TN Nashville (TMY2)","TN",2500,4136670,1654.67]
["USA TN Nashville International Ap (TMY3)","TN",2500,4074130,1629.65]
["USA MS Columbus Afb (TMY3)","MS",2500,4066670,1626.67]
["USA MS Golden Tri(awos) (TMY3)","MS",2500,4207710,1683.08]
["USA MS Greenville Municipal (TMY3)","MS",2500,4290960,1716.39]
["USA MS Greenwood Leflore Arpt (TMY3)","MS",2500,4316860,1726.74]
["USA MS Gulfport Biloxi Int (TMY3)","MS",2500,3861600,1544.64]
["USA MS Hattiesburg Laurel (TMY3)","MS",2500,4241960,1696.78]
["USA MS Jackson (TMY2)","MS",2500,4246010,1698.4]
["USA MS Jackson International Ap (TMY3)","MS",2500,4253570,1701.43]
["USA MS Keesler Afb (TMY3)","MS",2500,4208010,1683.2]
["USA MS Mccomb Pike County Ap (TMY3)","MS",2500,3992940,1597.18]
["USA MS Meridian (TMY2)","MS",2500,4155060,1662.02]
["USA MS Meridian Key Field (TMY3)","MS",2500,4060110,1624.04]
["USA MS Meridian Naas (TMY3)","MS",2500,3983180,1593.27]
["USA MS Natchez Hardy(awos) (TMY3)","MS",2500,4294340,1717.74]
["USA MS Tupelo C D Lemons Arpt (TMY3)","MS",2500,4056500,1622.6]
["USA FL Crestview Bob Sikes Ap (TMY3)","FL",3000,4536770,1512.26]
["USA FL Daytona Beach (TMY2)","FL",3000,5303400,1767.8]
["USA FL Daytona Beach Intl Ap (TMY3)","FL",3000,5329560,1776.52]
["USA FL Fort Lauderdale (TMY3)","FL",3000,4769990,1590]
["USA FL Fort Lauderdale Hollywood Int (TMY3)","FL",3000,5303250,1767.75]
["USA FL Fort Myers Page Field (TMY3)","FL",3000,5121990,1707.33]
["USA FL Gainesville Regional Ap (TMY3)","FL",3000,4960760,1653.59]
["USA FL Homestead Afb (TMY3)","FL",3000,5359290,1786.43]
["USA FL Jacksonville (TMY2)","FL",3000,5048910,1682.97]
["USA FL Jacksonville Craig (TMY3)","FL",3000,4607420,1535.81]
["USA FL Jacksonville Nas (TMY3)","FL",3000,4950390,1650.13]
["USA FL Key West (TMY2)","FL",3000,5583900,1861.3]
["USA FL Key West Intl Arpt (TMY3)","FL",3000,5623230,1874.41]
["USA FL Key West Nas (TMY3)","FL",3000,5479540,1826.51]
["USA FL Lakeland Linder Rgn (TMY3)","FL",3000,4938630,1646.21]
["USA FL Macdill Afb (TMY3)","FL",3000,5257120,1752.37]
["USA FL Marathon Airport (TMY3)","FL",3000,5132170,1710.72]
["USA FL Mayport Ns (TMY3)","FL",3000,5128670,1709.56]
["USA FL Melbourne Regional Ap (TMY3)","FL",3000,5176650,1725.55]
["USA FL Miami (TMY2)","FL",3000,5242080,1747.36]
["USA FL Miami Intl Ap (TMY3)","FL",3000,5118570,1706.19]
["USA FL Miami Kendall-tamia (TMY3)","FL",3000,5110740,1703.58]
["USA FL Miami Opa Locka (TMY3)","FL",3000,5332080,1777.36]
["USA FL Naples Municipal (TMY3)","FL",3000,5633970,1877.99]
["USA FL Nasa Shuttle Fclty (TMY3)","FL",3000,5171770,1723.92]
["USA FL Ocala Muni (awos) (TMY3)","FL",3000,5501590,1833.86]
["USA FL Orlando Executive Ap (TMY3)","FL",3000,5035480,1678.49]
["USA FL Orlando Intl Arpt (TMY3)","FL",3000,4856560,1618.85]
["USA FL Orlando Sanford Airport (TMY3)","FL",3000,5566170,1855.39]
["USA FL Panama City Bay Co (TMY3)","FL",3000,5213430,1737.81]
["USA FL Pensacola Forest Sherman Nas (TMY3)","FL",3000,5408400,1802.8]
["USA FL Pensacola Regional Ap (TMY3)","FL",3000,4858620,1619.54]
["USA FL Sarasota Bradenton (TMY3)","FL",3000,5335660,1778.55]
["USA FL Southwest Florida I (TMY3)","FL",3000,4943640,1647.88]
["USA FL St Lucie Co Intl (TMY3)","FL",3000,4678410,1559.47]
["USA FL St Petersburg Albert Whitted (TMY3)","FL",3000,5419460,1806.49]
["USA FL St Petersburg Clear (TMY3)","FL",3000,5394240,1798.08]
["USA FL Tallahassee (TMY2)","FL",3000,5124300,1708.1]
["USA FL Tallahassee Regional Ap [isis] (TMY3)","FL",3000,5009740,1669.91]
["USA FL Tampa (TMY2)","FL",3000,5371640,1790.55]
["USA FL Tampa International Ap (TMY3)","FL",3000,5455580,1818.53]
["USA FL Tyndall Afb (TMY3)","FL",3000,5171670,1723.89]
["USA FL Valparaiso Elgin Afb (TMY3)","FL",3000,5299570,1766.52]
["USA FL Valparaiso Hurlburt (TMY3)","FL",3000,5351560,1783.85]
["USA FL Vero Beach Municipal Arpt (TMY3)","FL",3000,4761550,1587.18]
["USA FL West Palm Beach (TMY2)","FL",3000,5131720,1710.57]
["USA FL West Palm Beach Intl Arpt (TMY3)","FL",3000,5307510,1769.17]
["USA FL Whiting Field Naas (TMY3)","FL",3000,4822440,1607.48]
["USA GA Albany Dougherty County Ap (TMY3)","GA",3000,4800870,1600.29]
["USA GA Alma Bacon County Ap (TMY3)","GA",3000,5244840,1748.28]
["USA GA Athens (TMY2)","GA",3000,5184500,1728.17]
["USA GA Athens Ben Epps Ap (TMY3)","GA",3000,5123410,1707.8]
["USA GA Atlanta (TMY2)","GA",3000,5269190,1756.4]
["USA GA Atlanta Hartsfield Intl Ap (TMY3)","GA",3000,5209640,1736.55]
["USA GA Augusta (TMY2)","GA",3000,5086460,1695.49]
["USA GA Augusta Bush Field (TMY3)","GA",3000,5203930,1734.64]
["USA GA Brunswick Golden Is (TMY3)","GA",3000,5200670,1733.56]
["USA GA Brunswick Malcolm Mckinnon Ap (TMY3)","GA",3000,4901940,1633.98]
["USA GA Columbus (TMY2)","GA",3000,5124120,1708.04]
["USA GA Columbus Metropolitan Arpt (TMY3)","GA",3000,5063870,1687.96]
["USA GA Dekalb Peachtree (TMY3)","GA",3000,4396380,1465.46]
["USA GA Fort Benning Lawson (TMY3)","GA",3000,4907140,1635.71]
["USA GA Fulton Co Arpt Brow (TMY3)","GA",3000,4305580,1435.19]
["USA GA Hunter Aaf (TMY3)","GA",3000,5205900,1735.3]
["USA GA Macon (TMY2)","GA",3000,5057760,1685.92]
["USA GA Macon Middle Ga Regional Ap (TMY3)","GA",3000,5133900,1711.3]
["USA GA Marietta Dobbins Afb (TMY3)","GA",3000,4706550,1568.85]
["USA GA Moody Afb Valdosta (TMY3)","GA",3000,4930270,1643.42]
["USA GA Rome R B Russell Ap (TMY3)","GA",3000,4694290,1564.76]
["USA GA Savannah (TMY2)","GA",3000,5183620,1727.87]
["USA GA Savannah Intl Ap (TMY3)","GA",3000,5095620,1698.54]
["USA GA Valdosta Wb Airport (TMY3)","GA",3000,4721360,1573.79]
["USA GA Warner Robins Afb (TMY3)","GA",3000,4993010,1664.34]
["USA KY Bowling Green Warren Co Ap (TMY3)","KY",3000,4132750,1377.58]
["USA KY Cincinnati Northern Ky Ap (TMY3)","KY",3000,4637410,1545.8]
["USA KY Covington (TMY2)","KY",3000,4620770,1540.26]
["USA KY Fort Campbell Aaf (TMY3)","KY",3000,4449450,1483.15]
["USA KY Fort Knox Godman Aaf (TMY3)","KY",3000,4437440,1479.15]
["USA KY Henderson City (TMY3)","KY",3000,4954280,1651.43]
["USA KY Jackson Julian Carroll Ap (TMY3)","KY",3000,4537510,1512.5]
["USA KY Lexington (TMY2)","KY",3000,4678410,1559.47]
["USA KY Lexington Bluegrass Ap (TMY3)","KY",3000,4632650,1544.22]
["USA KY London-corbin Ap (TMY3)","KY",3000,4410000,1470]
["USA KY Louisville (TMY2)","KY",3000,4822560,1607.52]
["USA KY Louisville Bowman Field (TMY3)","KY",3000,4114180,1371.39]
["USA KY Louisville Standiford Field (TMY3)","KY",3000,4807990,1602.66]
["USA KY Paducah Barkley Regional Ap (TMY3)","KY",3000,4776290,1592.1]
["USA KY Somerset(awos) (TMY3)","KY",3000,4609850,1536.62]
["USA SC Anderson County Ap (TMY3)","SC",3000,4978240,1659.41]
["USA SC Beaufort Mcas (TMY3)","SC",3000,5177200,1725.73]
["USA SC Charleston (TMY2)","SC",3000,5226150,1742.05]
["USA SC Charleston Intl Arpt (TMY3)","SC",3000,5176900,1725.63]
["USA SC Columbia (TMY2)","SC",3000,5120060,1706.69]
["USA SC Columbia Metro Arpt (TMY3)","SC",3000,5021920,1673.97]
["USA SC Florence Regional Ap (TMY3)","SC",3000,4972200,1657.4]
["USA SC Greenville (TMY2)","SC",3000,5157840,1719.28]
["USA SC Greenville Downtown Ap (TMY3)","SC",3000,4768280,1589.43]
["USA SC Greer Greenv'l-spartanbrg Ap (TMY3)","SC",3000,5129550,1709.85]
["USA SC Myrtle Beach Afb (TMY3)","SC",3000,5326230,1775.41]
["USA SC North Myrtle Beach Grand Stra (TMY3)","SC",3000,5328700,1776.23]
["USA SC Sumter Shaw Afb (TMY3)","SC",3000,5066560,1688.85]
["USA TN Bristol (TMY2)","TN",3000,4615230,1538.41]
["USA TN Bristol Tri City Airport (TMY3)","TN",3000,4746120,1582.04]
["USA TN Chattanooga (TMY2)","TN",3000,4792870,1597.62]
["USA TN Chattanooga Lovell Field Ap (TMY3)","TN",3000,4821860,1607.29]
["USA TN Crossville Memorial Ap (TMY3)","TN",3000,4351600,1450.53]
["USA TN Dyersburg Municipal Ap (TMY3)","TN",3000,5165830,1721.94]
["USA TN Jackson Mckellar-sipes Regl A (TMY3)","TN",3000,4793200,1597.73]
["USA TN Knoxville (TMY2)","TN",3000,4679200,1559.73]
["USA TN Knoxville Mcghee Tyson Ap (TMY3)","TN",3000,4832640,1610.88]
["USA TN Memphis (TMY2)","TN",3000,5312350,1770.78]
["USA TN Memphis International Ap (TMY3)","TN",3000,5113230,1704.41]
["USA TN Nashville (TMY2)","TN",3000,4964010,1654.67]
["USA TN Nashville International Ap (TMY3)","TN",3000,4888950,1629.65]
["USA MS Columbus Afb (TMY3)","MS",3000,4880000,1626.67]
["USA MS Golden Tri(awos) (TMY3)","MS",3000,5049250,1683.08]
["USA MS Greenville Municipal (TMY3)","MS",3000,5149160,1716.39]
["USA MS Greenwood Leflore Arpt (TMY3)","MS",3000,5180240,1726.74]
["USA MS Gulfport Biloxi Int (TMY3)","MS",3000,4633920,1544.64]
["USA MS Hattiesburg Laurel (TMY3)","MS",3000,5090350,1696.78]
["USA MS Jackson (TMY2)","MS",3000,5095210,1698.4]
["USA MS Jackson International Ap (TMY3)","MS",3000,5104290,1701.43]
["USA MS Keesler Afb (TMY3)","MS",3000,5049610,1683.2]
["USA MS Mccomb Pike County Ap (TMY3)","MS",3000,4791530,1597.18]
["USA MS Meridian (TMY2)","MS",3000,4986070,1662.02]
["USA MS Meridian Key Field (TMY3)","MS",3000,4872130,1624.04]
["USA MS Meridian Naas (TMY3)","MS",3000,4779820,1593.27]
["USA MS Natchez Hardy(awos) (TMY3)","MS",3000,5153210,1717.74]
["USA MS Tupelo C D Lemons Arpt (TMY3)","MS",3000,4867800,1622.6]
["USA FL Crestview Bob Sikes Ap (TMY3)","FL",3500,5292890,1512.26]
["USA FL Daytona Beach (TMY2)","FL",3500,6187300,1767.8]
["USA FL Daytona Beach Intl Ap (TMY3)","FL",3500,6217810,1776.52]
["USA FL Fort Lauderdale (TMY3)","FL",3500,5564990,1590]
["USA FL Fort Lauderdale Hollywood Int (TMY3)","FL",3500,6187120,1767.75]
["USA FL Fort Myers Page Field (TMY3)","FL",3500,5975650,1707.33]
["USA FL Gainesville Regional Ap (TMY3)","FL",3500,5787550,1653.59]
["USA FL Homestead Afb (TMY3)","FL",3500,6252500,1786.43]
["USA FL Jacksonville (TMY2)","FL",3500,5890390,1682.97]
["USA FL Jacksonville Craig (TMY3)","FL",3500,5375320,1535.81]
["USA FL Jacksonville Nas (TMY3)","FL",3500,5775460,1650.13]
["USA FL Key West (TMY2)","FL",3500,6514540,1861.3]
["USA FL Key West Intl Arpt (TMY3)","FL",3500,6560440,1874.41]
["USA FL Key West Nas (TMY3)","FL",3500,6392800,1826.51]
["USA FL Lakeland Linder Rgn (TMY3)","FL",3500,5761740,1646.21]
["USA FL Macdill Afb (TMY3)","FL",3500,6133310,1752.37]
["USA FL Marathon Airport (TMY3)","FL",3500,5987530,1710.72]
["USA FL Mayport Ns (TMY3)","FL",3500,5983450,1709.56]
["USA FL Melbourne Regional Ap (TMY3)","FL",3500,6039420,1725.55]
["USA FL Miami (TMY2)","FL",3500,6115760,1747.36]
["USA FL Miami Intl Ap (TMY3)","FL",3500,5971660,1706.19]
["USA FL Miami Kendall-tamia (TMY3)","FL",3500,5962530,1703.58]
["USA FL Miami Opa Locka (TMY3)","FL",3500,6220760,1777.36]
["USA FL Naples Municipal (TMY3)","FL",3500,6572960,1877.99]
["USA FL Nasa Shuttle Fclty (TMY3)","FL",3500,6033730,1723.92]
["USA FL Ocala Muni (awos) (TMY3)","FL",3500,6418520,1833.86]
["USA FL Orlando Executive Ap (TMY3)","FL",3500,5874720,1678.49]
["USA FL Orlando Intl Arpt (TMY3)","FL",3500,5665990,1618.85]
["USA FL Orlando Sanford Airport (TMY3)","FL",3500,6493860,1855.39]
["USA FL Panama City Bay Co (TMY3)","FL",3500,6082330,1737.81]
["USA FL Pensacola Forest Sherman Nas (TMY3)","FL",3500,6309800,1802.8]
["USA FL Pensacola Regional Ap (TMY3)","FL",3500,5668390,1619.54]
["USA FL Sarasota Bradenton (TMY3)","FL",3500,6224940,1778.55]
["USA FL Southwest Florida I (TMY3)","FL",3500,5767580,1647.88]
["USA FL St Lucie Co Intl (TMY3)","FL",3500,5458150,1559.47]
["USA FL St Petersburg Albert Whitted (TMY3)","FL",3500,6322700,1806.49]
["USA FL St Petersburg Clear (TMY3)","FL",3500,6293270,1798.08]
["USA FL Tallahassee (TMY2)","FL",3500,5978350,1708.1]
["USA FL Tallahassee Regional Ap [isis] (TMY3)","FL",3500,5844700,1669.91]
["USA FL Tampa (TMY2)","FL",3500,6266910,1790.55]
["USA FL Tampa International Ap (TMY3)","FL",3500,6364840,1818.53]
["USA FL Tyndall Afb (TMY3)","FL",3500,6033620,1723.89]
["USA FL Valparaiso Elgin Afb (TMY3)","FL",3500,6182830,1766.52]
["USA FL Valparaiso Hurlburt (TMY3)","FL",3500,6243490,1783.85]
["USA FL Vero Beach Municipal Arpt (TMY3)","FL",3500,5555150,1587.18]
["USA FL West Palm Beach (TMY2)","FL",3500,5987000,1710.57]
["USA FL West Palm Beach Intl Arpt (TMY3)","FL",3500,6192090,1769.17]
["USA FL Whiting Field Naas (TMY3)","FL",3500,5626180,1607.48]
["USA GA Albany Dougherty County Ap (TMY3)","GA",3500,5601020,1600.29]
["USA GA Alma Bacon County Ap (TMY3)","GA",3500,6118970,1748.28]
["USA GA Athens (TMY2)","GA",3500,6048590,1728.17]
["USA GA Athens Ben Epps Ap (TMY3)","GA",3500,5977310,1707.8]
["USA GA Atlanta (TMY2)","GA",3500,6147390,1756.4]
["USA GA Atlanta Hartsfield Intl Ap (TMY3)","GA",3500,6077920,1736.55]
["USA GA Augusta (TMY2)","GA",3500,5934210,1695.49]
["USA GA Augusta Bush Field (TMY3)","GA",3500,6071250,1734.64]
["USA GA Brunswick Golden Is (TMY3)","GA",3500,6067450,1733.56]
["USA GA Brunswick Malcolm Mckinnon Ap (TMY3)","GA",3500,5718940,1633.98]
["USA GA Columbus (TMY2)","GA",3500,5978140,1708.04]
["USA GA Columbus Metropolitan Arpt (TMY3)","GA",3500,5907850,1687.96]
["USA GA Dekalb Peachtree (TMY3)","GA",3500,5129110,1465.46]
["USA GA Fort Benning Lawson (TMY3)","GA",3500,5724990,1635.71]
["USA GA Fulton Co Arpt Brow (TMY3)","GA",3500,5023180,1435.19]
["USA GA Hunter Aaf (TMY3)","GA",3500,6073550,1735.3]
["USA GA Macon (TMY2)","GA",3500,5900720,1685.92]
["USA GA Macon Middle Ga Regional Ap (TMY3)","GA",3500,5989550,1711.3]
["USA GA Marietta Dobbins Afb (TMY3)","GA",3500,5490970,1568.85]
["USA GA Moody Afb Valdosta (TMY3)","GA",3500,5751980,1643.42]
["USA GA Rome R B Russell Ap (TMY3)","GA",3500,5476670,1564.76]
["USA GA Savannah (TMY2)","GA",3500,6047560,1727.87]
["USA GA Savannah Intl Ap (TMY3)","GA",3500,5944890,1698.54]
["USA GA Valdosta Wb Airport (TMY3)","GA",3500,5508250,1573.79]
["USA GA Warner Robins Afb (TMY3)","GA",3500,5825170,1664.34]
["USA KY Bowling Green Warren Co Ap (TMY3)","KY",3500,4821540,1377.58]
["USA KY Cincinnati Northern Ky Ap (TMY3)","KY",3500,5410310,1545.8]
["USA KY Covington (TMY2)","KY",3500,5390900,1540.26]
["USA KY Fort Campbell Aaf (TMY3)","KY",3500,5191020,1483.15]
["USA KY Fort Knox Godman Aaf (TMY3)","KY",3500,5177010,1479.15]
["USA KY Henderson City (TMY3)","KY",3500,5780000,1651.43]
["USA KY Jackson Julian Carroll Ap (TMY3)","KY",3500,5293760,1512.5]
["USA KY Lexington (TMY2)","KY",3500,5458140,1559.47]
["USA KY Lexington Bluegrass Ap (TMY3)","KY",3500,5404760,1544.22]
["USA KY London-corbin Ap (TMY3)","KY",3500,5145010,1470]
["USA KY Louisville (TMY2)","KY",3500,5626320,1607.52]
["USA KY Louisville Bowman Field (TMY3)","KY",3500,4799880,1371.39]
["USA KY Louisville Standiford Field (TMY3)","KY",3500,5609320,1602.66]
["USA KY Paducah Barkley Regional Ap (TMY3)","KY",3500,5572330,1592.1]
["USA KY Somerset(awos) (TMY3)","KY",3500,5378160,1536.62]
["USA SC Anderson County Ap (TMY3)","SC",3500,5807950,1659.41]
["USA SC Beaufort Mcas (TMY3)","SC",3500,6040060,1725.73]
["USA SC Charleston (TMY2)","SC",3500,6097180,1742.05]
["USA SC Charleston Intl Arpt (TMY3)","SC",3500,6039720,1725.63]
["USA SC Columbia (TMY2)","SC",3500,5973410,1706.69]
["USA SC Columbia Metro Arpt (TMY3)","SC",3500,5858900,1673.97]
["USA SC Florence Regional Ap (TMY3)","SC",3500,5800900,1657.4]
["USA SC Greenville (TMY2)","SC",3500,6017480,1719.28]
["USA SC Greenville Downtown Ap (TMY3)","SC",3500,5563000,1589.43]
["USA SC Greer Greenv'l-spartanbrg Ap (TMY3)","SC",3500,5984480,1709.85]
["USA SC Myrtle Beach Afb (TMY3)","SC",3500,6213930,1775.41]
["USA SC North Myrtle Beach Grand Stra (TMY3)","SC",3500,6216820,1776.23]
["USA SC Sumter Shaw Afb (TMY3)","SC",3500,5910990,1688.85]
["USA TN Bristol (TMY2)","TN",3500,5384430,1538.41]
["USA TN Bristol Tri City Airport (TMY3)","TN",3500,5537140,1582.04]
["USA TN Chattanooga (TMY2)","TN",3500,5591690,1597.62]
["USA TN Chattanooga Lovell Field Ap (TMY3)","TN",3500,5625500,1607.29]
["USA TN Crossville Memorial Ap (TMY3)","TN",3500,5076860,1450.53]
["USA TN Dyersburg Municipal Ap (TMY3)","TN",3500,6026800,1721.94]
["USA TN Jackson Mckellar-sipes Regl A (TMY3)","TN",3500,5592060,1597.73]
["USA TN Knoxville (TMY2)","TN",3500,5459060,1559.73]
["USA TN Knoxville Mcghee Tyson Ap (TMY3)","TN",3500,5638080,1610.88]
["USA TN Memphis (TMY2)","TN",3500,6197740,1770.78]
["USA TN Memphis International Ap (TMY3)","TN",3500,5965440,1704.41]
["USA TN Nashville (TMY2)","TN",3500,5791340,1654.67]
["USA TN Nashville International Ap (TMY3)","TN",3500,5703780,1629.65]
["USA MS Columbus Afb (TMY3)","MS",3500,5693340,1626.67]
["USA MS Golden Tri(awos) (TMY3)","MS",3500,5890790,1683.08]
["USA MS Greenville Municipal (TMY3)","MS",3500,6007350,1716.39]
["USA MS Greenwood Leflore Arpt (TMY3)","MS",3500,6043610,1726.74]
["USA MS Gulfport Biloxi Int (TMY3)","MS",3500,5406230,1544.64]
["USA MS Hattiesburg Laurel (TMY3)","MS",3500,5938740,1696.78]
["USA MS Jackson (TMY2)","MS",3500,5944410,1698.4]
["USA MS Jackson International Ap (TMY3)","MS",3500,5955000,1701.43]
["USA MS Keesler Afb (TMY3)","MS",3500,5891220,1683.2]
["USA MS Mccomb Pike County Ap (TMY3)","MS",3500,5590120,1597.18]
["USA MS Meridian (TMY2)","MS",3500,5817090,1662.02]
["USA MS Meridian Key Field (TMY3)","MS",3500,5684150,1624.04]
["USA MS Meridian Naas (TMY3)","MS",3500,5576460,1593.27]
["USA MS Natchez Hardy(awos) (TMY3)","MS",3500,6012080,1717.74]
["USA MS Tupelo C D Lemons Arpt (TMY3)","MS",3500,5679100,1622.6]
["USA FL Crestview Bob Sikes Ap (TMY3)","FL",4000,6049020,1512.26]
["USA FL Daytona Beach (TMY2)","FL",4000,7071200,1767.8]
["USA FL Daytona Beach Intl Ap (TMY3)","FL",4000,7106070,1776.52]
["USA FL Fort Lauderdale (TMY3)","FL",4000,6359990,1590]
["USA FL Fort Lauderdale Hollywood Int (TMY3)","FL",4000,7071000,1767.75]
["USA FL Fort Myers Page Field (TMY3)","FL",4000,6829320,1707.33]
["USA FL Gainesville Regional Ap (TMY3)","FL",4000,6614340,1653.59]
["USA FL Homestead Afb (TMY3)","FL",4000,7145720,1786.43]
["USA FL Jacksonville (TMY2)","FL",4000,6731870,1682.97]
["USA FL Jacksonville Craig (TMY3)","FL",4000,6143230,1535.81]
["USA FL Jacksonville Nas (TMY3)","FL",4000,6600520,1650.13]
["USA FL Key West (TMY2)","FL",4000,7445190,1861.3]
["USA FL Key West Intl Arpt (TMY3)","FL",4000,7497640,1874.41]
["USA FL Key West Nas (TMY3)","FL",4000,7306050,1826.51]
["USA FL Lakeland Linder Rgn (TMY3)","FL",4000,6584850,1646.21]
["USA FL Macdill Afb (TMY3)","FL",4000,7009490,1752.37]
["USA FL Marathon Airport (TMY3)","FL",4000,6842900,1710.72]
["USA FL Mayport Ns (TMY3)","FL",4000,6838230,1709.56]
["USA FL Melbourne Regional Ap (TMY3)","FL",4000,6902200,1725.55]
["USA FL Miami (TMY2)","FL",4000,6989440,1747.36]
["USA FL Miami Intl Ap (TMY3)","FL",4000,6824760,1706.19]
["USA FL Miami Kendall-tamia (TMY3)","FL",4000,6814330,1703.58]
["USA FL Miami Opa Locka (TMY3)","FL",4000,7109440,1777.36]
["USA FL Naples Municipal (TMY3)","FL",4000,7511960,1877.99]
["USA FL Nasa Shuttle Fclty (TMY3)","FL",4000,6895700,1723.92]
["USA FL Ocala Muni (awos) (TMY3)","FL",4000,7335450,1833.86]
["USA FL Orlando Executive Ap (TMY3)","FL",4000,6713970,1678.49]
["USA FL Orlando Intl Arpt (TMY3)","FL",4000,6475420,1618.85]
["USA FL Orlando Sanford Airport (TMY3)","FL",4000,7421560,1855.39]
["USA FL Panama City Bay Co (TMY3)","FL",4000,6951240,1737.81]
["USA FL Pensacola Forest Sherman Nas (TMY3)","FL",4000,7211210,1802.8]
["USA FL Pensacola Regional Ap (TMY3)","FL",4000,6478160,1619.54]
["USA FL Sarasota Bradenton (TMY3)","FL",4000,7114210,1778.55]
["USA FL Southwest Florida I (TMY3)","FL",4000,6591520,1647.88]
["USA FL St Lucie Co Intl (TMY3)","FL",4000,6237880,1559.47]
["USA FL St Petersburg Albert Whitted (TMY3)","FL",4000,7225950,1806.49]
["USA FL St Petersburg Clear (TMY3)","FL",4000,7192310,1798.08]
["USA FL Tallahassee (TMY2)","FL",4000,6832400,1708.1]
["USA FL Tallahassee Regional Ap [isis] (TMY3)","FL",4000,6679660,1669.91]
["USA FL Tampa (TMY2)","FL",4000,7162180,1790.55]
["USA FL Tampa International Ap (TMY3)","FL",4000,7274110,1818.53]
["USA FL Tyndall Afb (TMY3)","FL",4000,6895560,1723.89]
["USA FL Valparaiso Elgin Afb (TMY3)","FL",4000,7066090,1766.52]
["USA FL Valparaiso Hurlburt (TMY3)","FL",4000,7135420,1783.85]
["USA FL Vero Beach Municipal Arpt (TMY3)","FL",4000,6348740,1587.18]
["USA FL West Palm Beach (TMY2)","FL",4000,6842290,1710.57]
["USA FL West Palm Beach Intl Arpt (TMY3)","FL",4000,7076680,1769.17]
["USA FL Whiting Field Naas (TMY3)","FL",4000,6429920,1607.48]
["USA GA Albany Dougherty County Ap (TMY3)","GA",4000,6401160,1600.29]
["USA GA Alma Bacon County Ap (TMY3)","GA",4000,6993110,1748.28]
["USA GA Athens (TMY2)","GA",4000,6912670,1728.17]
["USA GA Athens Ben Epps Ap (TMY3)","GA",4000,6831210,1707.8]
["USA GA Atlanta (TMY2)","GA",4000,7025590,1756.4]
["USA GA Atlanta Hartsfield Intl Ap (TMY3)","GA",4000,6946190,1736.55]
["USA GA Augusta (TMY2)","GA",4000,6781950,1695.49]
["USA GA Augusta Bush Field (TMY3)","GA",4000,6938570,1734.64]
["USA GA Brunswick Golden Is (TMY3)","GA",4000,6934230,1733.56]
["USA GA Brunswick Malcolm Mckinnon Ap (TMY3)","GA",4000,6535930,1633.98]
["USA GA Columbus (TMY2)","GA",4000,6832160,1708.04]
["USA GA Columbus Metropolitan Arpt (TMY3)","GA",4000,6751830,1687.96]
["USA GA Dekalb Peachtree (TMY3)","GA",4000,5861840,1465.46]
["USA GA Fort Benning Lawson (TMY3)","GA",4000,6542850,1635.71]
["USA GA Fulton Co Arpt Brow (TMY3)","GA",4000,5740770,1435.19]
["USA GA Hunter Aaf (TMY3)","GA",4000,6941200,1735.3]
["USA GA Macon (TMY2)","GA",4000,6743670,1685.92]
["USA GA Macon Middle Ga Regional Ap (TMY3)","GA",4000,6845200,1711.3]
["USA GA Marietta Dobbins Afb (TMY3)","GA",4000,6275400,1568.85]
["USA GA Moody Afb Valdosta (TMY3)","GA",4000,6573690,1643.42]
["USA GA Rome R B Russell Ap (TMY3)","GA",4000,6259050,1564.76]
["USA GA Savannah (TMY2)","GA",4000,6911500,1727.87]
["USA GA Savannah Intl Ap (TMY3)","GA",4000,6794160,1698.54]
["USA GA Valdosta Wb Airport (TMY3)","GA",4000,6295140,1573.79]
["USA GA Warner Robins Afb (TMY3)","GA",4000,6657340,1664.34]
["USA KY Bowling Green Warren Co Ap (TMY3)","KY",4000,5510330,1377.58]
["USA KY Cincinnati Northern Ky Ap (TMY3)","KY",4000,6183210,1545.8]
["USA KY Covington (TMY2)","KY",4000,6161030,1540.26]
["USA KY Fort Campbell Aaf (TMY3)","KY",4000,5932600,1483.15]
["USA KY Fort Knox Godman Aaf (TMY3)","KY",4000,5916580,1479.15]
["USA KY Henderson City (TMY3)","KY",4000,6605710,1651.43]
["USA KY Jackson Julian Carroll Ap (TMY3)","KY",4000,6050020,1512.5]
["USA KY Lexington (TMY2)","KY",4000,6237880,1559.47]
["USA KY Lexington Bluegrass Ap (TMY3)","KY",4000,6176870,1544.22]
["USA KY London-corbin Ap (TMY3)","KY",4000,5880010,1470]
["USA KY Louisville (TMY2)","KY",4000,6430080,1607.52]
["USA KY Louisville Bowman Field (TMY3)","KY",4000,5485570,1371.39]
["USA KY Louisville Standiford Field (TMY3)","KY",4000,6410650,1602.66]
["USA KY Paducah Barkley Regional Ap (TMY3)","KY",4000,6368380,1592.1]
["USA KY Somerset(awos) (TMY3)","KY",4000,6146460,1536.62]
["USA SC Anderson County Ap (TMY3)","SC",4000,6637650,1659.41]
["USA SC Beaufort Mcas (TMY3)","SC",4000,6902930,1725.73]
["USA SC Charleston (TMY2)","SC",4000,6968210,1742.05]
["USA SC Charleston Intl Arpt (TMY3)","SC",4000,6902540,1725.63]
["USA SC Columbia (TMY2)","SC",4000,6826750,1706.69]
["USA SC Columbia Metro Arpt (TMY3)","SC",4000,6695890,1673.97]
["USA SC Florence Regional Ap (TMY3)","SC",4000,6629600,1657.4]
["USA SC Greenville (TMY2)","SC",4000,6877120,1719.28]
["USA SC Greenville Downtown Ap (TMY3)","SC",4000,6357710,1589.43]
["USA SC Greer Greenv'l-spartanbrg Ap (TMY3)","SC",4000,6839400,1709.85]
["USA SC Myrtle Beach Afb (TMY3)","SC",4000,7101630,1775.41]
["USA SC North Myrtle Beach Grand Stra (TMY3)","SC",4000,7104930,1776.23]
["USA SC Sumter Shaw Afb (TMY3)","SC",4000,6755420,1688.85]
["USA TN Bristol (TMY2)","TN",4000,6153640,1538.41]
["USA TN Bristol Tri City Airport (TMY3)","TN",4000,6328160,1582.04]
["USA TN Chattanooga (TMY2)","TN",4000,6390500,1597.62]
["USA TN Chattanooga Lovell Field Ap (TMY3)","TN",4000,6429140,1607.29]
["USA TN Crossville Memorial Ap (TMY3)","TN",4000,5802130,1450.53]
["USA TN Dyersburg Municipal Ap (TMY3)","TN",4000,6887770,1721.94]
["USA TN Jackson Mckellar-sipes Regl A (TMY3)","TN",4000,6390930,1597.73]
["USA TN Knoxville (TMY2)","TN",4000,6238930,1559.73]
["USA TN Knoxville Mcghee Tyson Ap (TMY3)","TN",4000,6443520,1610.88]
["USA TN Memphis (TMY2)","TN",4000,7083140,1770.78]
["USA TN Memphis International Ap (TMY3)","TN",4000,6817650,1704.41]
["USA TN Nashville (TMY2)","TN",4000,6618680,1654.67]
["USA TN Nashville International Ap (TMY3)","TN",4000,6518610,1629.65]
["USA MS Columbus Afb (TMY3)","MS",4000,6506670,1626.67]
["USA MS Golden Tri(awos) (TMY3)","MS",4000,6732340,1683.08]
["USA MS Greenville Municipal (TMY3)","MS",4000,6865540,1716.39]
["USA MS Greenwood Leflore Arpt (TMY3)","MS",4000,6906980,1726.74]
["USA MS Gulfport Biloxi Int (TMY3)","MS",4000,6178550,1544.64]
["USA MS Hattiesburg Laurel (TMY3)","MS",4000,6787130,1696.78]
["USA MS Jackson (TMY2)","MS",4000,6793610,1698.4]
["USA MS Jackson International Ap (TMY3)","MS",4000,6805720,1701.43]
["USA MS Keesler Afb (TMY3)","MS",4000,6732820,1683.2]
["USA MS Mccomb Pike County Ap (TMY3)","MS",4000,6388700,1597.18]
["USA MS Meridian (TMY2)","MS",4000,6648100,1662.02]
["USA MS Meridian Key Field (TMY3)","MS",4000,6496170,1624.04]
["USA MS Meridian Naas (TMY3)","MS",4000,6373090,1593.27]
["USA MS Natchez Hardy(awos) (TMY3)","MS",4000,6870950,1717.74]
["USA MS Tupelo C D Lemons Arpt (TMY3)","MS",4000,6490400,1622.6]
["USA FL Crestview Bob Sikes Ap (TMY3)","FL",4500,6805150,1512.26]
["USA FL Daytona Beach (TMY2)","FL",4500,7955110,1767.8]
["USA FL Daytona Beach Intl Ap (TMY3)","FL",4500,7994330,1776.52]
["USA FL Fort Lauderdale (TMY3)","FL",4500,7154990,1590]
["USA FL Fort Lauderdale Hollywood Int (TMY3)","FL",4500,7954870,1767.75]
["USA FL Fort Myers Page Field (TMY3)","FL",4500,7682980,1707.33]
["USA FL Gainesville Regional Ap (TMY3)","FL",4500,7441140,1653.59]
["USA FL Homestead Afb (TMY3)","FL",4500,8038930,1786.43]
["USA FL Jacksonville (TMY2)","FL",4500,7573360,1682.97]
["USA FL Jacksonville Craig (TMY3)","FL",4500,6911130,1535.81]
["USA FL Jacksonville Nas (TMY3)","FL",4500,7425590,1650.13]
["USA FL Key West (TMY2)","FL",4500,8375840,1861.3]
["USA FL Key West Intl Arpt (TMY3)","FL",4500,8434850,1874.41]
["USA FL Key West Nas (TMY3)","FL",4500,8219310,1826.51]
["USA FL Lakeland Linder Rgn (TMY3)","FL",4500,7407950,1646.21]
["USA FL Macdill Afb (TMY3)","FL",4500,7885680,1752.37]
["USA FL Marathon Airport (TMY3)","FL",4500,7698260,1710.72]
["USA FL Mayport Ns (TMY3)","FL",4500,7693000,1709.56]
["USA FL Melbourne Regional Ap (TMY3)","FL",4500,7764970,1725.55]
["USA FL Miami (TMY2)","FL",4500,7863130,1747.36]
["USA FL Miami Intl Ap (TMY3)","FL",4500,7677850,1706.19]
["USA FL Miami Kendall-tamia (TMY3)","FL",4500,7666120,1703.58]
["USA FL Miami Opa Locka (TMY3)","FL",4500,7998120,1777.36]
["USA FL Naples Municipal (TMY3)","FL",4500,8450950,1877.99]
["USA FL Nasa Shuttle Fclty (TMY3)","FL",4500,7757660,1723.92]
["USA FL Ocala Muni (awos) (TMY3)","FL",4500,8252390,1833.86]
["USA FL Orlando Executive Ap (TMY3)","FL",4500,7553210,1678.49]
["USA FL Orlando Intl Arpt (TMY3)","FL",4500,7284850,1618.85]
["USA FL Orlando Sanford Airport (TMY3)","FL",4500,8349250,1855.39]
["USA FL Panama City Bay Co (TMY3)","FL",4500,7820140,1737.81]
["USA FL Pensacola Forest Sherman Nas (TMY3)","FL",4500,8112610,1802.8]
["USA FL Pensacola Regional Ap (TMY3)","FL",4500,7287930,1619.54]
["USA FL Sarasota Bradenton (TMY3)","FL",4500,8003490,1778.55]
["USA FL Southwest Florida I (TMY3)","FL",4500,7415450,1647.88]
["USA FL St Lucie Co Intl (TMY3)","FL",4500,7017620,1559.47]
["USA FL St Petersburg Albert Whitted (TMY3)","FL",4500,8129190,1806.49]
["USA FL St Petersburg Clear (TMY3)","FL",4500,8091350,1798.08]
["USA FL Tallahassee (TMY2)","FL",4500,7686450,1708.1]
["USA FL Tallahassee Regional Ap [isis] (TMY3)","FL",4500,7514610,1669.91]
["USA FL Tampa (TMY2)","FL",4500,8057450,1790.55]
["USA FL Tampa International Ap (TMY3)","FL",4500,8183370,1818.53]
["USA FL Tyndall Afb (TMY3)","FL",4500,7757510,1723.89]
["USA FL Valparaiso Elgin Afb (TMY3)","FL",4500,7949350,1766.52]
["USA FL Valparaiso Hurlburt (TMY3)","FL",4500,8027350,1783.85]
["USA FL Vero Beach Municipal Arpt (TMY3)","FL",4500,7142330,1587.18]
["USA FL West Palm Beach (TMY2)","FL",4500,7697570,1710.57]
["USA FL West Palm Beach Intl Arpt (TMY3)","FL",4500,7961260,1769.17]
["USA FL Whiting Field Naas (TMY3)","FL",4500,7233660,1607.48]
["USA GA Albany Dougherty County Ap (TMY3)","GA",4500,7201310,1600.29]
["USA GA Alma Bacon County Ap (TMY3)","GA",4500,7867250,1748.28]
["USA GA Athens (TMY2)","GA",4500,7776760,1728.17]
["USA GA Athens Ben Epps Ap (TMY3)","GA",4500,7685120,1707.8]
["USA GA Atlanta (TMY2)","GA",4500,7903790,1756.4]
["USA GA Atlanta Hartsfield Intl Ap (TMY3)","GA",4500,7814460,1736.55]
["USA GA Augusta (TMY2)","GA",4500,7629700,1695.49]
["USA GA Augusta Bush Field (TMY3)","GA",4500,7805890,1734.64]
["USA GA Brunswick Golden Is (TMY3)","GA",4500,7801010,1733.56]
["USA GA Brunswick Malcolm Mckinnon Ap (TMY3)","GA",4500,7352920,1633.98]
["USA GA Columbus (TMY2)","GA",4500,7686170,1708.04]
["USA GA Columbus Metropolitan Arpt (TMY3)","GA",4500,7595810,1687.96]
["USA GA Dekalb Peachtree (TMY3)","GA",4500,6594570,1465.46]
["USA GA Fort Benning Lawson (TMY3)","GA",4500,7360700,1635.71]
["USA GA Fulton Co Arpt Brow (TMY3)","GA",4500,6458370,1435.19]
["USA GA Hunter Aaf (TMY3)","GA",4500,7808850,1735.3]
["USA GA Macon (TMY2)","GA",4500,7586630,1685.92]
["USA GA Macon Middle Ga Regional Ap (TMY3)","GA",4500,7700850,1711.3]
["USA GA Marietta Dobbins Afb (TMY3)","GA",4500,7059820,1568.85]
["USA GA Moody Afb Valdosta (TMY3)","GA",4500,7395400,1643.42]
["USA GA Rome R B Russell Ap (TMY3)","GA",4500,7041430,1564.76]
["USA GA Savannah (TMY2)","GA",4500,7775440,1727.87]
["USA GA Savannah Intl Ap (TMY3)","GA",4500,7643430,1698.54]
["USA GA Valdosta Wb Airport (TMY3)","GA",4500,7082030,1573.79]
["USA GA Warner Robins Afb (TMY3)","GA",4500,7489510,1664.34]
["USA KY Bowling Green Warren Co Ap (TMY3)","KY",4500,6199120,1377.58]
["USA KY Cincinnati Northern Ky Ap (TMY3)","KY",4500,6956110,1545.8]
["USA KY Covington (TMY2)","KY",4500,6931150,1540.26]
["USA KY Fort Campbell Aaf (TMY3)","KY",4500,6674170,1483.15]
["USA KY Fort Knox Godman Aaf (TMY3)","KY",4500,6656160,1479.15]
["USA KY Henderson City (TMY3)","KY",4500,7431420,1651.43]
["USA KY Jackson Julian Carroll Ap (TMY3)","KY",4500,6806270,1512.5]
["USA KY Lexington (TMY2)","KY",4500,7017610,1559.47]
["USA KY Lexington Bluegrass Ap (TMY3)","KY",4500,6948970,1544.22]
["USA KY London-corbin Ap (TMY3)","KY",4500,6615010,1470]
["USA KY Louisville (TMY2)","KY",4500,7233840,1607.52]
["USA KY Louisville Bowman Field (TMY3)","KY",4500,6171270,1371.39]
["USA KY Louisville Standiford Field (TMY3)","KY",4500,7211980,1602.66]
["USA KY Paducah Barkley Regional Ap (TMY3)","KY",4500,7164430,1592.1]
["USA KY Somerset(awos) (TMY3)","KY",4500,6914770,1536.62]
["USA SC Anderson County Ap (TMY3)","SC",4500,7467360,1659.41]
["USA SC Beaufort Mcas (TMY3)","SC",4500,7765790,1725.73]
["USA SC Charleston (TMY2)","SC",4500,7839230,1742.05]
["USA SC Charleston Intl Arpt (TMY3)","SC",4500,7765350,1725.63]
["USA SC Columbia (TMY2)","SC",4500,7680090,1706.69]
["USA SC Columbia Metro Arpt (TMY3)","SC",4500,7532880,1673.97]
["USA SC Florence Regional Ap (TMY3)","SC",4500,7458300,1657.4]
["USA SC Greenville (TMY2)","SC",4500,7736760,1719.28]
["USA SC Greenville Downtown Ap (TMY3)","SC",4500,7152420,1589.43]
["USA SC Greer Greenv'l-spartanbrg Ap (TMY3)","SC",4500,7694330,1709.85]
["USA SC Myrtle Beach Afb (TMY3)","SC",4500,7989340,1775.41]
["USA SC North Myrtle Beach Grand Stra (TMY3)","SC",4500,7993050,1776.23]
["USA SC Sumter Shaw Afb (TMY3)","SC",4500,7599840,1688.85]
["USA TN Bristol (TMY2)","TN",4500,6922840,1538.41]
["USA TN Bristol Tri City Airport (TMY3)","TN",4500,7119180,1582.04]
["USA TN Chattanooga (TMY2)","TN",4500,7189310,1597.62]
["USA TN Chattanooga Lovell Field Ap (TMY3)","TN",4500,7232790,1607.29]
["USA TN Crossville Memorial Ap (TMY3)","TN",4500,6527390,1450.53]
["USA TN Dyersburg Municipal Ap (TMY3)","TN",4500,7748750,1721.94]
["USA TN Jackson Mckellar-sipes Regl A (TMY3)","TN",4500,7189790,1597.73]
["USA TN Knoxville (TMY2)","TN",4500,7018800,1559.73]
["USA TN Knoxville Mcghee Tyson Ap (TMY3)","TN",4500,7248960,1610.88]
["USA TN Memphis (TMY2)","TN",4500,7968530,1770.78]
["USA TN Memphis International Ap (TMY3)","TN",4500,7669850,1704.41]
["USA TN Nashville (TMY2)","TN",4500,7446010,1654.67]
["USA TN Nashville International Ap (TMY3)","TN",4500,7333430,1629.65]
["USA MS Columbus Afb (TMY3)","MS",4500,7320000,1626.67]
["USA MS Golden Tri(awos) (TMY3)","MS",4500,7573880,1683.08]
["USA MS Greenville Municipal (TMY3)","MS",4500,7723730,1716.39]
["USA MS Greenwood Leflore Arpt (TMY3)","MS",4500,7770350,1726.74]
["USA MS Gulfport Biloxi Int (TMY3)","MS",4500,6950870,1544.64]
["USA MS Hattiesburg Laurel (TMY3)","MS",4500,7635520,1696.78]
["USA MS Jackson (TMY2)","MS",4500,7642810,1698.4]
["USA MS Jackson International Ap (TMY3)","MS",4500,7656430,1701.43]
["USA MS Keesler Afb (TMY3)","MS",4500,7574420,1683.2]
["USA MS Mccomb Pike County Ap (TMY3)","MS",4500,7187290,1597.18]
["USA MS Meridian (TMY2)","MS",4500,7479110,1662.02]
["USA MS Meridian Key Field (TMY3)","MS",4500,7308190,1624.04]
["USA MS Meridian Naas (TMY3)","MS",4500,7169730,1593.27]
["USA MS Natchez Hardy(awos) (TMY3)","MS",4500,7729810,1717.74]
["USA MS Tupelo C D Lemons Arpt (TMY3)","MS",4500,7301700,1622.6]
["USA FL Crestview Bob Sikes Ap (TMY3)","FL",5000,7561280,1512.26]
["USA FL Daytona Beach (TMY2)","FL",5000,8839010,1767.8]
["USA FL Daytona Beach Intl Ap (TMY3)","FL",5000,8882590,1776.52]
["USA FL Fort Lauderdale (TMY3)","FL",5000,7949990,1590]
["USA FL Fort Lauderdale Hollywood Int (TMY3)","FL",5000,8838750,1767.75]
["USA FL Fort Myers Page Field (TMY3)","FL",5000,8536640,1707.33]
["USA FL Gainesville Regional Ap (TMY3)","FL",5000,8267930,1653.59]
["USA FL Homestead Afb (TMY3)","FL",5000,8932140,1786.43]
["USA FL Jacksonville (TMY2)","FL",5000,8414840,1682.97]
["USA FL Jacksonville Craig (TMY3)","FL",5000,7679030,1535.81]
["USA FL Jacksonville Nas (TMY3)","FL",5000,8250650,1650.13]
["USA FL Key West (TMY2)","FL",5000,9306490,1861.3]
["USA FL Key West Intl Arpt (TMY3)","FL",5000,9372050,1874.41]
["USA FL Key West Nas (TMY3)","FL",5000,9132570,1826.51]
["USA FL Lakeland Linder Rgn (TMY3)","FL",5000,8231060,1646.21]
["USA FL Macdill Afb (TMY3)","FL",5000,8761870,1752.37]
["USA FL Marathon Airport (TMY3)","FL",5000,8553620,1710.72]
["USA FL Mayport Ns (TMY3)","FL",5000,8547780,1709.56]
["USA FL Melbourne Regional Ap (TMY3)","FL",5000,8627750,1725.55]
["USA FL Miami (TMY2)","FL",5000,8736810,1747.36]
["USA FL Miami Intl Ap (TMY3)","FL",5000,8530950,1706.19]
["USA FL Miami Kendall-tamia (TMY3)","FL",5000,8517910,1703.58]
["USA FL Miami Opa Locka (TMY3)","FL",5000,8886810,1777.36]
["USA FL Naples Municipal (TMY3)","FL",5000,9389950,1877.99]
["USA FL Nasa Shuttle Fclty (TMY3)","FL",5000,8619620,1723.92]
["USA FL Ocala Muni (awos) (TMY3)","FL",5000,9169320,1833.86]
["USA FL Orlando Executive Ap (TMY3)","FL",5000,8392460,1678.49]
["USA FL Orlando Intl Arpt (TMY3)","FL",5000,8094270,1618.85]
["USA FL Orlando Sanford Airport (TMY3)","FL",5000,9276950,1855.39]
["USA FL Panama City Bay Co (TMY3)","FL",5000,8689050,1737.81]
["USA FL Pensacola Forest Sherman Nas (TMY3)","FL",5000,9014010,1802.8]
["USA FL Pensacola Regional Ap (TMY3)","FL",5000,8097710,1619.54]
["USA FL Sarasota Bradenton (TMY3)","FL",5000,8892770,1778.55]
["USA FL Southwest Florida I (TMY3)","FL",5000,8239390,1647.88]
["USA FL St Lucie Co Intl (TMY3)","FL",5000,7797350,1559.47]
["USA FL St Petersburg Albert Whitted (TMY3)","FL",5000,9032430,1806.49]
["USA FL St Petersburg Clear (TMY3)","FL",5000,8990390,1798.08]
["USA FL Tallahassee (TMY2)","FL",5000,8540500,1708.1]
["USA FL Tallahassee Regional Ap [isis] (TMY3)","FL",5000,8349570,1669.91]
["USA FL Tampa (TMY2)","FL",5000,8952730,1790.55]
["USA FL Tampa International Ap (TMY3)","FL",5000,9092630,1818.53]
["USA FL Tyndall Afb (TMY3)","FL",5000,8619460,1723.89]
["USA FL Valparaiso Elgin Afb (TMY3)","FL",5000,8832610,1766.52]
["USA FL Valparaiso Hurlburt (TMY3)","FL",5000,8919270,1783.85]
["USA FL Vero Beach Municipal Arpt (TMY3)","FL",5000,7935920,1587.18]
["USA FL West Palm Beach (TMY2)","FL",5000,8552860,1710.57]
["USA FL West Palm Beach Intl Arpt (TMY3)","FL",5000,8845850,1769.17]
["USA FL Whiting Field Naas (TMY3)","FL",5000,8037400,1607.48]
["USA GA Albany Dougherty County Ap (TMY3)","GA",5000,8001450,1600.29]
["USA GA Alma Bacon County Ap (TMY3)","GA",5000,8741390,1748.28]
["USA GA Athens (TMY2)","GA",5000,8640840,1728.17]
["USA GA Athens Ben Epps Ap (TMY3)","GA",5000,8539020,1707.8]
["USA GA Atlanta (TMY2)","GA",5000,8781990,1756.4]
["USA GA Atlanta Hartsfield Intl Ap (TMY3)","GA",5000,8682740,1736.55]
["USA GA Augusta (TMY2)","GA",5000,8477440,1695.49]
["USA GA Augusta Bush Field (TMY3)","GA",5000,8673210,1734.64]
["USA GA Brunswick Golden Is (TMY3)","GA",5000,8667790,1733.56]
["USA GA Brunswick Malcolm Mckinnon Ap (TMY3)","GA",5000,8169910,1633.98]
["USA GA Columbus (TMY2)","GA",5000,8540190,1708.04]
["USA GA Columbus Metropolitan Arpt (TMY3)","GA",5000,8439790,1687.96]
["USA GA Dekalb Peachtree (TMY3)","GA",5000,7327300,1465.46]
["USA GA Fort Benning Lawson (TMY3)","GA",5000,8178560,1635.71]
["USA GA Fulton Co Arpt Brow (TMY3)","GA",5000,7175970,1435.19]
["USA GA Hunter Aaf (TMY3)","GA",5000,8676500,1735.3]
["USA GA Macon (TMY2)","GA",5000,8429590,1685.92]
["USA GA Macon Middle Ga Regional Ap (TMY3)","GA",5000,8556500,1711.3]
["USA GA Marietta Dobbins Afb (TMY3)","GA",5000,7844250,1568.85]
["USA GA Moody Afb Valdosta (TMY3)","GA",5000,8217110,1643.42]
["USA GA Rome R B Russell Ap (TMY3)","GA",5000,7823820,1564.76]
["USA GA Savannah (TMY2)","GA",5000,8639370,1727.87]
["USA GA Savannah Intl Ap (TMY3)","GA",5000,8492700,1698.54]
["USA GA Valdosta Wb Airport (TMY3)","GA",5000,7868930,1573.79]
["USA GA Warner Robins Afb (TMY3)","GA",5000,8321680,1664.34]
["USA KY Bowling Green Warren Co Ap (TMY3)","KY",5000,6887910,1377.58]
["USA KY Cincinnati Northern Ky Ap (TMY3)","KY",5000,7729020,1545.8]
["USA KY Covington (TMY2)","KY",5000,7701280,1540.26]
["USA KY Fort Campbell Aaf (TMY3)","KY",5000,7415750,1483.15]
["USA KY Fort Knox Godman Aaf (TMY3)","KY",5000,7395730,1479.15]
["USA KY Henderson City (TMY3)","KY",5000,8257140,1651.43]
["USA KY Jackson Julian Carroll Ap (TMY3)","KY",5000,7562520,1512.5]
["USA KY Lexington (TMY2)","KY",5000,7797340,1559.47]
["USA KY Lexington Bluegrass Ap (TMY3)","KY",5000,7721080,1544.22]
["USA KY London-corbin Ap (TMY3)","KY",5000,7350010,1470]
["USA KY Louisville (TMY2)","KY",5000,8037600,1607.52]
["USA KY Louisville Bowman Field (TMY3)","KY",5000,6856970,1371.39]
["USA KY Louisville Standiford Field (TMY3)","KY",5000,8013310,1602.66]
["USA KY Paducah Barkley Regional Ap (TMY3)","KY",5000,7960480,1592.1]
["USA KY Somerset(awos) (TMY3)","KY",5000,7683080,1536.62]
["USA SC Anderson County Ap (TMY3)","SC",5000,8297070,1659.41]
["USA SC Beaufort Mcas (TMY3)","SC",5000,8628660,1725.73]
["USA SC Charleston (TMY2)","SC",5000,8710260,1742.05]
["USA SC Charleston Intl Arpt (TMY3)","SC",5000,8628170,1725.63]
["USA SC Columbia (TMY2)","SC",5000,8533440,1706.69]
["USA SC Columbia Metro Arpt (TMY3)","SC",5000,8369860,1673.97]
["USA SC Florence Regional Ap (TMY3)","SC",5000,8287000,1657.4]
["USA SC Greenville (TMY2)","SC",5000,8596400,1719.28]
["USA SC Greenville Downtown Ap (TMY3)","SC",5000,7947140,1589.43]
["USA SC Greer Greenv'l-spartanbrg Ap (TMY3)","SC",5000,8549250,1709.85]
["USA SC Myrtle Beach Afb (TMY3)","SC",5000,8877040,1775.41]
["USA SC North Myrtle Beach Grand Stra (TMY3)","SC",5000,8881170,1776.23]
["USA SC Sumter Shaw Afb (TMY3)","SC",5000,8444270,1688.85]
["USA TN Bristol (TMY2)","TN",5000,7692050,1538.41]
["USA TN Bristol Tri City Airport (TMY3)","TN",5000,7910200,1582.04]
["USA TN Chattanooga (TMY2)","TN",5000,7988120,1597.62]
["USA TN Chattanooga Lovell Field Ap (TMY3)","TN",5000,8036430,1607.29]
["USA TN Crossville Memorial Ap (TMY3)","TN",5000,7252660,1450.53]
["USA TN Dyersburg Municipal Ap (TMY3)","TN",5000,8609720,1721.94]
["USA TN Jackson Mckellar-sipes Regl A (TMY3)","TN",5000,7988660,1597.73]
["USA TN Knoxville (TMY2)","TN",5000,7798660,1559.73]
["USA TN Knoxville Mcghee Tyson Ap (TMY3)","TN",5000,8054400,1610.88]
["USA TN Memphis (TMY2)","TN",5000,8853920,1770.78]
["USA TN Memphis International Ap (TMY3)","TN",5000,8522060,1704.41]
["USA TN Nashville (TMY2)","TN",5000,8273350,1654.67]
["USA TN Nashville International Ap (TMY3)","TN",5000,8148260,1629.65]
["USA MS Columbus Afb (TMY3)","MS",5000,8133340,1626.67]
["USA MS Golden Tri(awos) (TMY3)","MS",5000,8415420,1683.08]
["USA MS Greenville Municipal (TMY3)","MS",5000,8581930,1716.39]
["USA MS Greenwood Leflore Arpt (TMY3)","MS",5000,8633730,1726.74]
["USA MS Gulfport Biloxi Int (TMY3)","MS",5000,7723190,1544.64]
["USA MS Hattiesburg Laurel (TMY3)","MS",5000,8483920,1696.78]
["USA MS Jackson (TMY2)","MS",5000,8492010,1698.4]
["USA MS Jackson International Ap (TMY3)","MS",5000,8507150,1701.43]
["USA MS Keesler Afb (TMY3)","MS",5000,8416020,1683.2]
["USA MS Mccomb Pike County Ap (TMY3)","MS",5000,7985880,1597.18]
["USA MS Meridian (TMY2)","MS",5000,8310120,1662.02]
["USA MS Meridian Key Field (TMY3)","MS",5000,8120210,1624.04]
["USA MS Meridian Naas (TMY3)","MS",5000,7966370,1593.27]
["USA MS Natchez Hardy(awos) (TMY3)","MS",5000,8588680,1717.74]
["USA MS Tupelo C D Lemons Arpt (TMY3)","MS",5000,8113000,1622.6]
["USA NC Asheville (TMY2)","NC",500,830188,1660.38]
["USA NC Asheville (TMY2)","NC",1000,1660380,1660.38]
["USA NC Asheville (TMY2)","NC",1500,2490560,1660.38]
["USA NC Asheville (TMY2)","NC",2000,3320750,1660.38]
["USA NC Asheville (TMY2)","NC",2500,4150940,1660.38]
["USA NC Asheville (TMY2)","NC",3000,4981130,1660.38]
["USA NC Asheville (TMY2)","NC",3500,5811320,1660.38]
["USA NC Asheville (TMY2)","NC",4000,6641510,1660.38]
["USA NC Asheville (TMY2)","NC",4500,7471690,1660.38]
["USA NC Asheville (TMY2)","NC",5000,8301880,1660.38]
["USA NC Asheville Regional Arpt (TMY3)","NC",500,842798,1685.6]
["USA NC Asheville Regional Arpt (TMY3)","NC",1000,1685600,1685.6]
["USA NC Asheville Regional Arpt (TMY3)","NC",1500,2528390,1685.6]
["USA NC Asheville Regional Arpt (TMY3)","NC",2000,3371190,1685.6]
["USA NC Asheville Regional Arpt (TMY3)","NC",2500,4213990,1685.6]
["USA NC Asheville Regional Arpt (TMY3)","NC",3000,5056790,1685.6]
["USA NC Asheville Regional Arpt (TMY3)","NC",3500,5899580,1685.6]
["USA NC Asheville Regional Arpt (TMY3)","NC",4000,6742380,1685.6]
["USA NC Asheville Regional Arpt (TMY3)","NC",4500,7585180,1685.6]
["USA NC Asheville Regional Arpt (TMY3)","NC",5000,8427980,1685.6]
["USA NC Cape Hatteras (TMY2)","NC",500,865231,1730.46]
["USA NC Cape Hatteras (TMY2)","NC",1000,1730460,1730.46]
["USA NC Cape Hatteras (TMY2)","NC",1500,2595690,1730.46]
["USA NC Cape Hatteras (TMY2)","NC",2000,3460920,1730.46]
["USA NC Cape Hatteras (TMY2)","NC",2500,4326150,1730.46]
["USA NC Cape Hatteras (TMY2)","NC",3000,5191390,1730.46]
["USA NC Cape Hatteras (TMY2)","NC",3500,6056620,1730.46]
["USA NC Cape Hatteras (TMY2)","NC",4000,6921850,1730.46]
["USA NC Cape Hatteras (TMY2)","NC",4500,7787080,1730.46]
["USA NC Cape Hatteras (TMY2)","NC",5000,8652310,1730.46]
["USA NC Cape Hatteras Nws Bldg (TMY3)","NC",500,854086,1708.17]
["USA NC Cape Hatteras Nws Bldg (TMY3)","NC",1000,1708170,1708.17]
["USA NC Cape Hatteras Nws Bldg (TMY3)","NC",1500,2562260,1708.17]
["USA NC Cape Hatteras Nws Bldg (TMY3)","NC",2000,3416340,1708.17]
["USA NC Cape Hatteras Nws Bldg (TMY3)","NC",2500,4270430,1708.17]
["USA NC Cape Hatteras Nws Bldg (TMY3)","NC",3000,5124510,1708.17]
["USA NC Cape Hatteras Nws Bldg (TMY3)","NC",3500,5978600,1708.17]
["USA NC Cape Hatteras Nws Bldg (TMY3)","NC",4000,6832690,1708.17]
["USA NC Cape Hatteras Nws Bldg (TMY3)","NC",4500,7686770,1708.17]
["USA NC Cape Hatteras Nws Bldg (TMY3)","NC",5000,8540860,1708.17]
["USA NC Charlotte (TMY2)","NC",500,854986,1709.97]
["USA NC Charlotte (TMY2)","NC",1000,1709970,1709.97]
["USA NC Charlotte (TMY2)","NC",1500,2564960,1709.97]
["USA NC Charlotte (TMY2)","NC",2000,3419940,1709.97]
["USA NC Charlotte (TMY2)","NC",2500,4274930,1709.97]
["USA NC Charlotte (TMY2)","NC",3000,5129910,1709.97]
["USA NC Charlotte (TMY2)","NC",3500,5984900,1709.97]
["USA NC Charlotte (TMY2)","NC",4000,6839880,1709.97]
["USA NC Charlotte (TMY2)","NC",4500,7694870,1709.97]
["USA NC Charlotte (TMY2)","NC",5000,8549860,1709.97]
["USA NC Charlotte Douglas Intl Arpt (TMY3)","NC",500,851946,1703.89]
["USA NC Charlotte Douglas Intl Arpt (TMY3)","NC",1000,1703890,1703.89]
["USA NC Charlotte Douglas Intl Arpt (TMY3)","NC",1500,2555840,1703.89]
["USA NC Charlotte Douglas Intl Arpt (TMY3)","NC",2000,3407780,1703.89]
["USA NC Charlotte Douglas Intl Arpt (TMY3)","NC",2500,4259730,1703.89]
["USA NC Charlotte Douglas Intl Arpt (TMY3)","NC",3000,5111680,1703.89]
["USA NC Charlotte Douglas Intl Arpt (TMY3)","NC",3500,5963620,1703.89]
["USA NC Charlotte Douglas Intl Arpt (TMY3)","NC",4000,6815570,1703.89]
["USA NC Charlotte Douglas Intl Arpt (TMY3)","NC",4500,7667510,1703.89]
["USA NC Charlotte Douglas Intl Arpt (TMY3)","NC",5000,8519460,1703.89]
["USA NC Cherry Point Mcas (TMY3)","NC",500,810812,1621.62]
["USA NC Cherry Point Mcas (TMY3)","NC",1000,1621620,1621.62]
["USA NC Cherry Point Mcas (TMY3)","NC",1500,2432430,1621.62]
["USA NC Cherry Point Mcas (TMY3)","NC",2000,3243250,1621.62]
["USA NC Cherry Point Mcas (TMY3)","NC",2500,4054060,1621.62]
["USA NC Cherry Point Mcas (TMY3)","NC",3000,4864870,1621.62]
["USA NC Cherry Point Mcas (TMY3)","NC",3500,5675680,1621.62]
["USA NC Cherry Point Mcas (TMY3)","NC",4000,6486490,1621.62]
["USA NC Cherry Point Mcas (TMY3)","NC",4500,7297300,1621.62]
["USA NC Cherry Point Mcas (TMY3)","NC",5000,8108120,1621.62]
["USA NC Dare Co Rgnl (TMY3)","NC",500,842160,1684.32]
["USA NC Dare Co Rgnl (TMY3)","NC",1000,1684320,1684.32]
["USA NC Dare Co Rgnl (TMY3)","NC",1500,2526480,1684.32]
["USA NC Dare Co Rgnl (TMY3)","NC",2000,3368640,1684.32]
["USA NC Dare Co Rgnl (TMY3)","NC",2500,4210800,1684.32]
["USA NC Dare Co Rgnl (TMY3)","NC",3000,5052960,1684.32]
["USA NC Dare Co Rgnl (TMY3)","NC",3500,5895120,1684.32]
["USA NC Dare Co Rgnl (TMY3)","NC",4000,6737280,1684.32]
["USA NC Dare Co Rgnl (TMY3)","NC",4500,7579440,1684.32]
["USA NC Dare Co Rgnl (TMY3)","NC",5000,8421600,1684.32]
["USA NC Elizabeth City Coast Guard Ai [nrel] (TMY3)","NC",500,859919,1719.84]
["USA NC Elizabeth City Coast Guard Ai [nrel] (TMY3)","NC",1000,1719840,1719.84]
["USA NC Elizabeth City Coast Guard Ai [nrel] (TMY3)","NC",1500,2579760,1719.84]
["USA NC Elizabeth City Coast Guard Ai [nrel] (TMY3)","NC",2000,3439680,1719.84]
["USA NC Elizabeth City Coast Guard Ai [nrel] (TMY3)","NC",2500,4299590,1719.84]
["USA NC Elizabeth City Coast Guard Ai [nrel] (TMY3)","NC",3000,5159510,1719.84]
["USA NC Elizabeth City Coast Guard Ai [nrel] (TMY3)","NC",3500,6019430,1719.84]
["USA NC Elizabeth City Coast Guard Ai [nrel] (TMY3)","NC",4000,6879350,1719.84]
["USA NC Elizabeth City Coast Guard Ai [nrel] (TMY3)","NC",4500,7739270,1719.84]
["USA NC Elizabeth City Coast Guard Ai [nrel] (TMY3)","NC",5000,8599190,1719.84]
["USA NC Fayetteville Pope Afb (TMY3)","NC",500,793914,1587.83]
["USA NC Fayetteville Pope Afb (TMY3)","NC",1000,1587830,1587.83]
["USA NC Fayetteville Pope Afb (TMY3)","NC",1500,2381740,1587.83]
["USA NC Fayetteville Pope Afb (TMY3)","NC",2000,3175650,1587.83]
["USA NC Fayetteville Pope Afb (TMY3)","NC",2500,3969570,1587.83]
["USA NC Fayetteville Pope Afb (TMY3)","NC",3000,4763480,1587.83]
["USA NC Fayetteville Pope Afb (TMY3)","NC",3500,5557400,1587.83]
["USA NC Fayetteville Pope Afb (TMY3)","NC",4000,6351310,1587.83]
["USA NC Fayetteville Pope Afb (TMY3)","NC",4500,7145220,1587.83]
["USA NC Fayetteville Pope Afb (TMY3)","NC",5000,7939140,1587.83]
["USA NC Fayetteville Rgnl G (TMY3)","NC",500,794922,1589.84]
["USA NC Fayetteville Rgnl G (TMY3)","NC",1000,1589840,1589.84]
["USA NC Fayetteville Rgnl G (TMY3)","NC",1500,2384770,1589.84]
["USA NC Fayetteville Rgnl G (TMY3)","NC",2000,3179690,1589.84]
["USA NC Fayetteville Rgnl G (TMY3)","NC",2500,3974610,1589.84]
["USA NC Fayetteville Rgnl G (TMY3)","NC",3000,4769530,1589.84]
["USA NC Fayetteville Rgnl G (TMY3)","NC",3500,5564450,1589.84]
["USA NC Fayetteville Rgnl G (TMY3)","NC",4000,6359370,1589.84]
["USA NC Fayetteville Rgnl G (TMY3)","NC",4500,7154300,1589.84]
["USA NC Fayetteville Rgnl G (TMY3)","NC",5000,7949220,1589.84]
["USA NC Fort Bragg Simmons Aaf (TMY3)","NC",500,784686,1569.37]
["USA NC Fort Bragg Simmons Aaf (TMY3)","NC",1000,1569370,1569.37]
["USA NC Fort Bragg Simmons Aaf (TMY3)","NC",1500,2354060,1569.37]
["USA NC Fort Bragg Simmons Aaf (TMY3)","NC",2000,3138740,1569.37]
["USA NC Fort Bragg Simmons Aaf (TMY3)","NC",2500,3923430,1569.37]
["USA NC Fort Bragg Simmons Aaf (TMY3)","NC",3000,4708120,1569.37]
["USA NC Fort Bragg Simmons Aaf (TMY3)","NC",3500,5492800,1569.37]
["USA NC Fort Bragg Simmons Aaf (TMY3)","NC",4000,6277490,1569.37]
["USA NC Fort Bragg Simmons Aaf (TMY3)","NC",4500,7062180,1569.37]
["USA NC Fort Bragg Simmons Aaf (TMY3)","NC",5000,7846860,1569.37]
["USA NC Goldsboro Seymour Johnson Afb (TMY3)","NC",500,812968,1625.94]
["USA NC Goldsboro Seymour Johnson Afb (TMY3)","NC",1000,1625940,1625.94]
["USA NC Goldsboro Seymour Johnson Afb (TMY3)","NC",1500,2438900,1625.94]
["USA NC Goldsboro Seymour Johnson Afb (TMY3)","NC",2000,3251870,1625.94]
["USA NC Goldsboro Seymour Johnson Afb (TMY3)","NC",2500,4064840,1625.94]
["USA NC Goldsboro Seymour Johnson Afb (TMY3)","NC",3000,4877810,1625.94]
["USA NC Goldsboro Seymour Johnson Afb (TMY3)","NC",3500,5690780,1625.94]
["USA NC Goldsboro Seymour Johnson Afb (TMY3)","NC",4000,6503750,1625.94]
["USA NC Goldsboro Seymour Johnson Afb (TMY3)","NC",4500,7316710,1625.94]
["USA NC Goldsboro Seymour Johnson Afb (TMY3)","NC",5000,8129680,1625.94]
["USA NC Greensboro (TMY2)","NC",500,852410,1704.82]
["USA NC Greensboro (TMY2)","NC",1000,1704820,1704.82]
["USA NC Greensboro (TMY2)","NC",1500,2557230,1704.82]
["USA NC Greensboro (TMY2)","NC",2000,3409640,1704.82]
["USA NC Greensboro (TMY2)","NC",2500,4262050,1704.82]
["USA NC Greensboro (TMY2)","NC",3000,5114460,1704.82]
["USA NC Greensboro (TMY2)","NC",3500,5966870,1704.82]
["USA NC Greensboro (TMY2)","NC",4000,6819280,1704.82]
["USA NC Greensboro (TMY2)","NC",4500,7671690,1704.82]
["USA NC Greensboro (TMY2)","NC",5000,8524100,1704.82]
["USA NC Greensboro Piedmont Triad Int (TMY3)","NC",500,819304,1638.61]
["USA NC Greensboro Piedmont Triad Int (TMY3)","NC",1000,1638610,1638.61]
["USA NC Greensboro Piedmont Triad Int (TMY3)","NC",1500,2457910,1638.61]
["USA NC Greensboro Piedmont Triad Int (TMY3)","NC",2000,3277220,1638.61]
["USA NC Greensboro Piedmont Triad Int (TMY3)","NC",2500,4096520,1638.61]
["USA NC Greensboro Piedmont Triad Int (TMY3)","NC",3000,4915820,1638.61]
["USA NC Greensboro Piedmont Triad Int (TMY3)","NC",3500,5735130,1638.61]
["USA NC Greensboro Piedmont Triad Int (TMY3)","NC",4000,6554430,1638.61]
["USA NC Greensboro Piedmont Triad Int (TMY3)","NC",4500,7373730,1638.61]
["USA NC Greensboro Piedmont Triad Int (TMY3)","NC",5000,8193040,1638.61]
["USA NC Hickory Regional Ap (TMY3)","NC",500,814330,1628.66]
["USA NC Hickory Regional Ap (TMY3)","NC",1000,1628660,1628.66]
["USA NC Hickory Regional Ap (TMY3)","NC",1500,2442990,1628.66]
["USA NC Hickory Regional Ap (TMY3)","NC",2000,3257320,1628.66]
["USA NC Hickory Regional Ap (TMY3)","NC",2500,4071650,1628.66]
["USA NC Hickory Regional Ap (TMY3)","NC",3000,4885980,1628.66]
["USA NC Hickory Regional Ap (TMY3)","NC",3500,5700310,1628.66]
["USA NC Hickory Regional Ap (TMY3)","NC",4000,6514640,1628.66]
["USA NC Hickory Regional Ap (TMY3)","NC",4500,7328970,1628.66]
["USA NC Hickory Regional Ap (TMY3)","NC",5000,8143300,1628.66]
["USA NC Jacksonville (awos) (TMY3)","NC",500,883245,1766.49]
["USA NC Jacksonville (awos) (TMY3)","NC",1000,1766490,1766.49]
["USA NC Jacksonville (awos) (TMY3)","NC",1500,2649740,1766.49]
["USA NC Jacksonville (awos) (TMY3)","NC",2000,3532980,1766.49]
["USA NC Jacksonville (awos) (TMY3)","NC",2500,4416230,1766.49]
["USA NC Jacksonville (awos) (TMY3)","NC",3000,5299470,1766.49]
["USA NC Jacksonville (awos) (TMY3)","NC",3500,6182720,1766.49]
["USA NC Jacksonville (awos) (TMY3)","NC",4000,7065960,1766.49]
["USA NC Jacksonville (awos) (TMY3)","NC",4500,7949210,1766.49]
["USA NC Jacksonville (awos) (TMY3)","NC",5000,8832450,1766.49]
["USA NC Kinston Stallings Afb (TMY3)","NC",500,753529,1507.06]
["USA NC Kinston Stallings Afb (TMY3)","NC",1000,1507060,1507.06]
["USA NC Kinston Stallings Afb (TMY3)","NC",1500,2260590,1507.06]
["USA NC Kinston Stallings Afb (TMY3)","NC",2000,3014120,1507.06]
["USA NC Kinston Stallings Afb (TMY3)","NC",2500,3767650,1507.06]
["USA NC Kinston Stallings Afb (TMY3)","NC",3000,4521180,1507.06]
["USA NC Kinston Stallings Afb (TMY3)","NC",3500,5274710,1507.06]
["USA NC Kinston Stallings Afb (TMY3)","NC",4000,6028240,1507.06]
["USA NC Kinston Stallings Afb (TMY3)","NC",4500,6781760,1507.06]
["USA NC Kinston Stallings Afb (TMY3)","NC",5000,7535290,1507.06]
["USA NC New Bern Craven Co Regl Ap (TMY3)","NC",500,739138,1478.28]
["USA NC New Bern Craven Co Regl Ap (TMY3)","NC",1000,1478280,1478.28]
["USA NC New Bern Craven Co Regl Ap (TMY3)","NC",1500,2217410,1478.28]
["USA NC New Bern Craven Co Regl Ap (TMY3)","NC",2000,2956550,1478.28]
["USA NC New Bern Craven Co Regl Ap (TMY3)","NC",2500,3695690,1478.28]
["USA NC New Bern Craven Co Regl Ap (TMY3)","NC",3000,4434830,1478.28]
["USA NC New Bern Craven Co Regl Ap (TMY3)","NC",3500,5173970,1478.28]
["USA NC New Bern Craven Co Regl Ap (TMY3)","NC",4000,5913100,1478.28]
["USA NC New Bern Craven Co Regl Ap (TMY3)","NC",4500,6652240,1478.28]
["USA NC New Bern Craven Co Regl Ap (TMY3)","NC",5000,7391380,1478.28]
["USA NC New River Mcaf (TMY3)","NC",500,747836,1495.67]
["USA NC New River Mcaf (TMY3)","NC",1000,1495670,1495.67]
["USA NC New River Mcaf (TMY3)","NC",1500,2243510,1495.67]
["USA NC New River Mcaf (TMY3)","NC",2000,2991340,1495.67]
["USA NC New River Mcaf (TMY3)","NC",2500,3739180,1495.67]
["USA NC New River Mcaf (TMY3)","NC",3000,4487010,1495.67]
["USA NC New River Mcaf (TMY3)","NC",3500,5234850,1495.67]
["USA NC New River Mcaf (TMY3)","NC",4000,5982690,1495.67]
["USA NC New River Mcaf (TMY3)","NC",4500,6730520,1495.67]
["USA NC New River Mcaf (TMY3)","NC",5000,7478360,1495.67]
["USA NC Pitt Greenville Arp (TMY3)","NC",500,842677,1685.35]
["USA NC Pitt Greenville Arp (TMY3)","NC",1000,1685350,1685.35]
["USA NC Pitt Greenville Arp (TMY3)","NC",1500,2528030,1685.35]
["USA NC Pitt Greenville Arp (TMY3)","NC",2000,3370710,1685.35]
["USA NC Pitt Greenville Arp (TMY3)","NC",2500,4213390,1685.35]
["USA NC Pitt Greenville Arp (TMY3)","NC",3000,5056060,1685.35]
["USA NC Pitt Greenville Arp (TMY3)","NC",3500,5898740,1685.35]
["USA NC Pitt Greenville Arp (TMY3)","NC",4000,6741420,1685.35]
["USA NC Pitt Greenville Arp (TMY3)","NC",4500,7584100,1685.35]
["USA NC Pitt Greenville Arp (TMY3)","NC",5000,8426770,1685.35]
["USA NC Raleigh (TMY2)","NC",500,848323,1696.65]
["USA NC Raleigh (TMY2)","NC",1000,1696650,1696.65]
["USA NC Raleigh (TMY2)","NC",1500,2544970,1696.65]
["USA NC Raleigh (TMY2)","NC",2000,3393290,1696.65]
["USA NC Raleigh (TMY2)","NC",2500,4241620,1696.65]
["USA NC Raleigh (TMY2)","NC",3000,5089940,1696.65]
["USA NC Raleigh (TMY2)","NC",3500,5938260,1696.65]
["USA NC Raleigh (TMY2)","NC",4000,6786590,1696.65]
["USA NC Raleigh (TMY2)","NC",4500,7634910,1696.65]
["USA NC Raleigh (TMY2)","NC",5000,8483230,1696.65]
["USA NC Raleigh Durham International (TMY3)","NC",500,827183,1654.37]
["USA NC Raleigh Durham International (TMY3)","NC",1000,1654370,1654.37]
["USA NC Raleigh Durham International (TMY3)","NC",1500,2481550,1654.37]
["USA NC Raleigh Durham International (TMY3)","NC",2000,3308730,1654.37]
["USA NC Raleigh Durham International (TMY3)","NC",2500,4135910,1654.37]
["USA NC Raleigh Durham International (TMY3)","NC",3000,4963100,1654.37]
["USA NC Raleigh Durham International (TMY3)","NC",3500,5790280,1654.37]
["USA NC Raleigh Durham International (TMY3)","NC",4000,6617460,1654.37]
["USA NC Raleigh Durham International (TMY3)","NC",4500,7444640,1654.37]
["USA NC Raleigh Durham International (TMY3)","NC",5000,8271830,1654.37]
["USA NC Rocky Mount Wilson (TMY3)","NC",500,823651,1647.3]
["USA NC Rocky Mount Wilson (TMY3)","NC",1000,1647300,1647.3]
["USA NC Rocky Mount Wilson (TMY3)","NC",1500,2470950,1647.3]
["USA NC Rocky Mount Wilson (TMY3)","NC",2000,3294600,1647.3]
["USA NC Rocky Mount Wilson (TMY3)","NC",2500,4118250,1647.3]
["USA NC Rocky Mount Wilson (TMY3)","NC",3000,4941900,1647.3]
["USA NC Rocky Mount Wilson (TMY3)","NC",3500,5765560,1647.3]
["USA NC Rocky Mount Wilson (TMY3)","NC",4000,6589210,1647.3]
["USA NC Rocky Mount Wilson (TMY3)","NC",4500,7412860,1647.3]
["USA NC Rocky Mount Wilson (TMY3)","NC",5000,8236510,1647.3]
["USA NC Southern Pines Awos (TMY3)","NC",500,912330,1824.66]
["USA NC Southern Pines Awos (TMY3)","NC",1000,1824660,1824.66]
["USA NC Southern Pines Awos (TMY3)","NC",1500,2736990,1824.66]
["USA NC Southern Pines Awos (TMY3)","NC",2000,3649320,1824.66]
["USA NC Southern Pines Awos (TMY3)","NC",2500,4561650,1824.66]
["USA NC Southern Pines Awos (TMY3)","NC",3000,5473980,1824.66]
["USA NC Southern Pines Awos (TMY3)","NC",3500,6386310,1824.66]
["USA NC Southern Pines Awos (TMY3)","NC",4000,7298640,1824.66]
["USA NC Southern Pines Awos (TMY3)","NC",4500,8210970,1824.66]
["USA NC Southern Pines Awos (TMY3)","NC",5000,9123300,1824.66]
["USA NC Wilmington (TMY2)","NC",500,845895,1691.79]
["USA NC Wilmington (TMY2)","NC",1000,1691790,1691.79]
["USA NC Wilmington (TMY2)","NC",1500,2537690,1691.79]
["USA NC Wilmington (TMY2)","NC",2000,3383580,1691.79]
["USA NC Wilmington (TMY2)","NC",2500,4229480,1691.79]
["USA NC Wilmington (TMY2)","NC",3000,5075370,1691.79]
["USA NC Wilmington (TMY2)","NC",3500,5921270,1691.79]
["USA NC Wilmington (TMY2)","NC",4000,6767160,1691.79]
["USA NC Wilmington (TMY2)","NC",4500,7613060,1691.79]
["USA NC Wilmington (TMY2)","NC",5000,8458950,1691.79]
["USA NC Wilmington International Arpt (TMY3)","NC",500,840997,1681.99]
["USA NC Wilmington International Arpt (TMY3)","NC",1000,1681990,1681.99]
["USA NC Wilmington International Arpt (TMY3)","NC",1500,2522990,1681.99]
["USA NC Wilmington International Arpt (TMY3)","NC",2000,3363990,1681.99]
["USA NC Wilmington International Arpt (TMY3)","NC",2500,4204980,1681.99]
["USA NC Wilmington International Arpt (TMY3)","NC",3000,5045980,1681.99]
["USA NC Wilmington International Arpt (TMY3)","NC",3500,5886980,1681.99]
["USA NC Wilmington International Arpt (TMY3)","NC",4000,6727970,1681.99]
["USA NC Wilmington International Arpt (TMY3)","NC",4500,7568970,1681.99]
["USA NC Wilmington International Arpt (TMY3)","NC",5000,8409970,1681.99]
["USA NC Winston-salem Reynolds Ap (TMY3)","NC",500,812934,1625.87]
["USA NC Winston-salem Reynolds Ap (TMY3)","NC",1000,1625870,1625.87]
["USA NC Winston-salem Reynolds Ap (TMY3)","NC",1500,2438800,1625.87]
["USA NC Winston-salem Reynolds Ap (TMY3)","NC",2000,3251740,1625.87]
["USA NC Winston-salem Reynolds Ap (TMY3)","NC",2500,4064670,1625.87]
["USA NC Winston-salem Reynolds Ap (TMY3)","NC",3000,4877600,1625.87]
["USA NC Winston-salem Reynolds Ap (TMY3)","NC",3500,5690540,1625.87]
["USA NC Winston-salem Reynolds Ap (TMY3)","NC",4000,6503470,1625.87]
["USA NC Winston-salem Reynolds Ap (TMY3)","NC",4500,7316400,1625.87]
["USA NC Winston-salem Reynolds Ap (TMY3)","NC",5000,8129340,1625.87]